## PLI_Public Website Monthly Summ
City of Pittsburgh, PA - Issued Permits - August 2018
8/1/2018
Permit Number | Ward | PARCEL | Address | Owner | Contractor | Work Description | Cost
18-E-01843 | 13 | 0174J00138000000 | 709 N HOMEWOOD AVE, PITTSBURGH, PA 15208 | COMMUNITY COLLEGE OF ALLEGHENY COUNTY | BRONDER TECHNICAL SERVICES | ELECTRICAL SERVICE REPLACEMENT / UPS / NEW GENERATOR AND SCREENING. RELATED TO 18-B-01421 | 170000
18-E-02060 | 14 | 0087C00069000000 | 5738 MELVIN ST, PITTSBURGH, PA 15217 | RYABIN IGOR & IRINA (W) |  | INSTALL 100A SERVICE PANEL | 720
18-B-01519 | 13 | 0174S00175000000 | 7919 BATAVIA ST, PITTSBURGH, PA 15221 | SHAW-WIL PROPERTIES INC | EMMETT MILES DEVELOPMENT GROUP | REPAIRS DUE TO VEHICLE DAMAGE TO 2 STORY TWO FAMILY DWELLING | 3000
18-OCC-00458 | 20 | 0063B00189000000 | 2184 OLD OAK DR, PITTSBURGH, PA 15220 | FUERST MICHAEL & JULIE (W) |  | (AMENDING 17-OCC-00431) OCCUPANCY ONLY | 0
18-B-02838 | 14 | 0053S00013000000 | 5416 DARLINGTON RD, PITTSBURGH, PA 15217 | FINLEY GENE G |  | INTERIOR DEMOLITION | 10000
18-M-00811 | 14 | 0087G00028000000 | 5741 POCUSSET ST, PITTSBURGH, PA 15217 | BELL TELEPHONE COMPANY OF PENNSYLVANIA | POWELL MECHANICAL INC | HVAC upgrade with 2 new condenser units on roof | 233739
18-B-02840 | 27 | 0114R00130000000 | 1544 COOPER AVE, PITTSBURGH, PA 15212 | HARTLING DANIEL G & RUTH C (W) | WM PRESCOTT ROOFING & REMODELING INC | REPAIR EXISTING ROOF AT A 2.5 STORY SINGLE FAMILY DWELLING | 3380
18-S-00383 | 9 | 0080N00079000000 | 91 43RD ST, PITTSBURGH, PA 15201 | REGIONAL INDUSTRIAL DEVELOPMENTCORPORATION OF SOUTHWESTERN PENNSYLVANIA | LOTZ FIRE PROTECTION CORP | RELOCATE SPRINKLER HEADS | 700
18-OCC-00590 | 26 | 0116E00051000000 | 3659 BAYTREE ST, PITTSBURGH, PA 15214 | KIELAR DONNA M |  |  | 4000
18-B-01577 | 2 | 0001D00190000000 | 620 LIBERTY AVE, PITTSBURGH, PA 15222 | PITTSBURGH NATIONAL BANK | DL ASTORINO HORIZON ARCHITECT | INTERIOR RENOVATIONS TO FIRST FLOOR LOBBIES AND MEZZANINE IN 34 STORY STRUCTURE | 3731274
18-B-02842 | 7 | COMMON GROUND | 128 N CRAIG ST, #806, PITTSBURGH, PA 15213 | HARGROVE HENRY D | THERMO TWIN INDUSTRIES | WINDOWS | 3750
18-B-02841 | 11 | 0082K00061000000 | 1034 HETHS AVE, PITTSBURGH, PA 15206 | RICKETTS TIMOTHY J | THERMO TWIN INDUSTRIES | WINDOWS | 9000
18-E-02024 | 19 | 0035K00017000000 | 1900 BROADWAY AVE, PITTSBURGH, PA 15216 | COGHILL ANTHONY |  | 100A TEMP SERVICE FOR CONSTRUCTION PER 18-B-01350 | 1000
18-B-02330 | 22 | 0023R00050000001 | 4 ALLEGHENY SQ, PITTSBURGH, PA 15212 | FOUR ALLEGHENY ASSOCIATES LP | MBM CONTRACTING, INC | INTERIOR RENOVATIONS TO THE 9TH FLOOR ONLY AT A 10-STORY STRUCTURE | 297000
18-B-02843 | 14 | 0125R00086000000 | 6838 MCPHERSON BLVD, PITTSBURGH, PA 15208 | GREENLEE MADALYN E |  | (AMEND 18-B-01714 TO REPLACE) ABATE CONDEMNATION (REMOVE REAR ADDITION) AND REBUILD A 13' X 20' ONE STORY ADDITION AT REAR OF A THREE STORY SINGLE FAMILY DWELLING | 8000
18-B-02844 | 19 | 0097M00103000000 | 1038 FORDHAM AVE, PITTSBURGH, PA 15226 | SCHULTZ JOSEPH C |  | INTERIOR AND EXTERIOR RENOVATIONS REPLACE WINDOWS AND DOORS AND REPAIR ROOF AND REPLACE SIDING, REPLACE FRONT AND REAR AND PORCH RAILINGS AT A ONE STORY SINGLE FAMILY DWELLING | 5000
18-B-02249 | 14 | 0086C00256000000 | 5866 SOLWAY ST, PITTSBURGH, PA 15217 | CYNKAR CHRISTOPHER L & JACQUELYN H (W) | Michael Hallam Construction | INTERIOR RENOVATIONS TO BASEMENT ONLY AT A TWO-STORY SINGLE FAMILY DWELLING | 54000
18-OCC-00352 | 10 | 0081C00104000000 | 4517 COLERIDGE ST, PITTSBURGH, PA 15201 | TRASKO YAUHENI KUZMENKA KSENIYA (W) |  | OCC ONLY | 0
18-M-00755 | 6 | 0048S00220000000 | 3427 BUTLER ST, PITTSBURGH, PA 15201 | SQUARE VIEW APARTMENTS LP | ELK AIR CONDITIONING INC. | HVAC WORK ON FIRST FLOOR RELATED TO 18-B-00978 | 22900
18-B-02846 | 18 | 0014F00324000A00 | 844 LOYAL WAY, PITTSBURGH, PA 15210 | DEVON DORSEY | HOME DEPOT USA | REPLACE EXISTING WINDOW AT A TWO-STORY SINGLE FAMILY DWELLING | 1173
18-E-02061 | 19 | 0015J00048000000 | 825 SOUTHERN AVE, PITTSBURGH, PA 15211 | TRISLER QUENTIN |  | ELECTRICAL SERVICE | 300
18-M-01005 | 7 | 0084M00340000000 | 6462 DANIELLE ST, PITTSBURGH, PA 15206 | BAKERY SQUARE 2 LIVING HOLDINGSPARCEL C LP | MCMURRAY COOLING & HEATING INC | NEW A/C, FURNACES, AND DUCTWORK FOR SINGLE FAMILY DWELLING RELATED TO 18-B-00622 | 12500
18-M-01003 | 7 | 0084M00340000000 | 6466 DANIELLE ST, PITTSBURGH, PA 15206 | BAKERY SQUARE 2 LIVING HOLDINGSPARCEL C LP | MCMURRAY COOLING & HEATING INC | NEW FURNACES, A/C, AND DUCTWORK FOR SINGLE FAMILY DWELLING RELATED TO 18-B-00621 | 12500
18-M-01004 | 7 | 0084M00340000000 | 6456 DANIELLE ST, PITTSBURGH, PA 15206 | BAKERY SQUARE 2 LIVING HOLDINGSPARCEL C LP | MCMURRAY COOLING & HEATING INC | NEW FURNACES, A/C, AND DUCTWORK FOR SINGLE FAMILY DWELLING RELATED TO 18-B-00624 | 12500
18-M-01007 | 7 | 0084M00340000000 | 6472 DANIELLE ST, PITTSBURGH, PA 15206 | BAKERY SQUARE 2 LIVING HOLDINGSPARCEL C LP | MCMURRAY COOLING & HEATING INC | INSTALL FURNACES, A/C, AND DUCTWORK FOR SINGLE FAMILY DWELLING RELATED TO 18-B-00619 | 12500
18-B-02849 | 19 | 0006M00058000000 | 120 OLYMPIA ST, PITTSBURGH, PA 15211 | BELLUOMINI AMY | SIPES & SON GENERAL CONTRACTORS | INTERIOR RENOVATIONS AT A TWO-STORY SINGLE FAMILY DWELLING | 10000
18-B-02590 | 22 | 0023N00159000000 | 824 BEECH AVE, PITTSBURGH, PA 15233 | SWEENEY CHRISTOPHER D & SARA M BECK (W) |  | EXTERIOR RENOVATIONS TO INCLUDE REPAIR EXISTING 6 FT FENCE AT THE REAR OF A THREE-STORY SINGLE FAMILY DWELLING | 1950
18-B-02032 | 8 | 0051A00241000000 | 4800 FRIENDSHIP AVE, PITTSBURGH, PA 15224 | WEST PENN HOSPITAL | IKM ARCHITECTURE | (AMENDING 17-B-01579) INTERIOR RENOVATIONS (6500 SF) OF EXISTING LIFE SAFETY SUITE WITH IN HOSPITAL FOR NEW OUT-PATIENT PSYCHIATRIC PROGRAM AT NORTH TOWER WING A LEVEL 1 | 767160
18-M-01026 | 22 | 0023L00099000000 | 10 E NORTH AVE, PITTSBURGH, PA 15212 | LIGHT OF LIFE RESCUE MISSION INC | VENTEC REFRIGERATION INC | REPLACE MINI SPLIT HVAC SYSTEM | 4500
18-E-02062 | 13 | 0174J00135000000 | 712 N HOMEWOOD AVE, PITTSBURGH, PA 15208 | BROWN CURTIS SR | MCCULLOUGH AND SONS CONSTRUCTION | ELECTRICAL RECONNECT | 1000
18-M-01033 | 9 | 0049A00089000000 | 4120 WILLOW ST, PITTSBURGH, PA 15201 | CZACHOWSKI RAYMOND J & PATRICIA (W) | SAMSON HEATING & COOLING INC | FURNACE REPLACEMENT DUCT WORK | 6000
18-M-01030 | 6 | 0049E00128000000 | 3922 FOSTER ST, PITTSBURGH, PA 15201 | ARSENAL 201-PHASE I LLC |  | INSTALL MINI-SPLIT FOR SHOP AREA | 3949
18-M-01032 | 9 | 0049A00089000000 | 4120 SMITH WAY, PITTSBURGH, PA 15201 | CZACHOWSKI RAYMOND J & PATRICIA (W) | SAMSON HEATING & COOLING INC | FURNACE REPLACEMENT DUCT WORK | 6000
18-M-01031 | 9 | 0049A00089000000 | 4122 SMITH WAY, PITTSBURGH, PA 15201 | CZACHOWSKI RAYMOND J & PATRICIA (W) | SAMSON HEATING & COOLING INC | FURNACE REPLACEMENT DUCT WORK | 6000
18-F-00230 | 4 | 0028B00304000000 | 200 LOTHROP ST, PITTSBURGH, PA 15213 | PRESBYTERIAN UNIVERSITY HOSPITAL | M & J ELECTRICAL CONTRACTING INC | ADD/RELOCATE FIRE ALARM EQUIPMENT RELATED 18-B-02030 | 7900
18-S-00256 | 23 | 0024N00145000000 | 820 E OHIO ST, PITTSBURGH, PA | OCTOBER REAL ESTATE HOLDINGS LLC | INTERSTATE FIRE PROTECTION CO., INC. | INSTALL FIRE SPRINKLERS AND STANDPIPES THROUGHOUT BUILDING RELATED TO 17-B-00132 | 141600
18-B-00738 | 1 | 0001C00167000000 | 444 LIBERTY AVE, PITTSBURGH, PA 15222 | HERTZ GATEWAY CENTER LP | PHOENIX ROOFING INC | REPLACEMENT ROOF ON 22 STORY STRUCTURE | 375000
18-E-00944 | 2 | 0009N00105000000 | 930 PENN AVE, PITTSBURGH, PA 15222 | 930 PENN ASSOCIATES LP | WOLFPACK ELECTRIC LLC | NEW LIGHTING, OUTLETS, FIXTURES AND PANEL RELATED TO 18-B-01172 | 42000
18-E-01509 | 11 | 0084C00242000000 | 6024 BROAD ST, PITTSBURGH, PA 15206 | LESOON EDWARD J JR |  | ELECTRICAL ALTERATIONS RELATED 18-B-00413/ENERGY INSP-COMCHECK-2009 IECC | 15000
18-E-02063 | 20 | 0042M00300000000 | 2934 STAFFORD ST, PITTSBURGH, PA 15204 | UDDIN MD SALA | KNK ELECTRIC | ELECTRICAL SERVICE | 90
18-OCC-00430 | 15 | 0054L00152000000 | 4073 BEECHWOOD BLVD, PITTSBURGH, PA 15207 | AVERBACH MARK |  | OCC ONLY - FORWARD PATHWAY SIGN | 0
18-B-02421 | 9 | 0080P00271000000 | 148 HOLLY WAY, PITTSBURGH, PA 15201 | BEIER MAXIMILIAN F & MICHELE E (W) | MORGAN ASSOCIATES ARCHITECTS | EXTERIOR RENOVATIONS INSTALL NEW THIRD FLOOR DORMER ( 10'2" ) TO EXISTING ROOF AT THE FRONT OF A TWO STORY SINGLE FAMILY DWELLING | 0
18-SGN-00099 | 17 | 0012K00023000000 | 2022 E CARSON ST, PITTSBURGH, PA 15203 | MAIN STREET HOLDINGS | ALPHA DIRECT MARKETING DBA: ADM SIGNS | NEW WALL SIGN ACCORDING TO COA 18-068 | 0
18-E-02064 | 10 | 0080G00255000000 | 5102 CARNEGIE ST, PITTSBURGH, PA 15201 | WILD ELIZABETH A | METZ ELECTRIC | INSTALL FIXTURES, OUTLETS & SUBPANEL IN REAR DETACHED GARAGE | 3500
18-B-02335 | 19 | 0004L00019000000 | 70 WYOMING ST, PITTSBURGH, PA 15211 | MAINS EMILY AND JARED |  | REPLACE 3RD FLOOR ROOFTOP DECK (14' X 17') WITH STEPS TO GRADE AT A THREE-STORY TWO-FAMILY DWELLING | 7000
18-B-00381 | 15 | 0056K00108000000 | 4944 2ND AVE, PITTSBURGH, PA 15207 | HAZELWOOD INITIATIVE INC | HMNS INC | INTERIOR RENOVATIONS FOR TENANT FIT OUT IN ONE STORY STRUCTURE | 40000
18-S-00398 | 1 | 0002J00104000000 | 301 GRANT ST, PITTSBURGH, PA 15219 | PITTSBURGH CBD LLC | PREFERRED FIRE PROTECTION INC | RELOCATION OF SPRINKLER HEADS ON THE 30TH FLOOR RELATED TO 18-B-01859 | 1600
18-S-00361 | 1 | 0001H00030000000 | 6 PPG PL, PITTSBURGH, PA 15222 | HRLP FOURTH AVENUE LLC | PREFERRED FIRE PROTECTION INC | RELOCATE SPRINKLER HEADS-RELATED TO 18-B-02069 | 3100
18-S-00338 | 2 | 0002E00184000000 | 501 GRANT ST, PITTSBURGH, PA 15219 | DIV 501 GRANT LIMITED PARTNERSHIP | PREFERRED FIRE PROTECTION INC | RELOCATE SPRINKLER HEADS, RELATED TO 18-B-00749 | 95483
18-S-00113 | 8 | 0051H00122000000 | 420 ROUP AVE, PITTSBURGH, PA 15232 | BAUM BOULEVARD INVESTORS LP | PREFERRED FIRE PROTECTION INC | SPRINKLER ALTERATIONS TO 3RD FLOOR - WEST. RELATED TO 18-B-00580 | 8720
18-OCC-00593 | 30 | 0033A00351000000 | 412 MOORE AVE, PITTSBURGH, PA 15210 | PAZ ASSETS LLC |  | OCC ONLY | 1
18-B-01718 | 2 | 0009D00264000000 | 1909 WATERFRONT PL, PITTSBURGH, PA 15222 | BUNCHER COMPANY | NRP CONTRACTORS LLC | INSTALLATION OF ART. | 1000
18-E-02057 | 26 | 0077N00082000000 | 276 KENNEDY AVE, PITTSBURGH, PA 15214 | FRANNIE P PROPERTIES | WRIGHT ELECTRIC | RECONNECT ONLY TWO UNITS RELATED TO 18-B-02813 | 400
8/2/2018
18-E-02066 | 10 | 0082A00165000000 | 1222 MORNINGSIDE AVE, PITTSBURGH, PA 15206 | MC LAREN VICTORIA ALLISON | PREMIER WIRING SOLUTIONS | INSTALL FIXTURES & OUTLETS | 300
18-E-01614 | 1 | 0001H00184000000 | 260 FORBES AVE, PITTSBURGH, PA 15222 | GARDENS AT MARKET SQUARE LP | HANLON ELECTRIC COMPANY | ELECTRIC RELATED TO 18-B-02163 | 88250
18-E-02068 | 20 | 0021A00009000000 | 3019 W CARSON ST, PITTSBURGH, PA 15204 | WEST CARSON DEVELOPMENT LLC | TRI-RIVERS ELECTRIC | RECONNECT ONLY | 700
18-E-02067 | 21 | 0022R00022000000 | 1222 PENNSYLVANIA AVE, PITTSBURGH, PA 15233 | NESBIT ORLANDO J |  | SERVICE PANEL | 500
18-B-02860 | 28 | 0041F00125000000 | 1337 OAKGLEN ST, PITTSBURGH, PA 15204 | BURBULES STEPHANIE L | HOME DEPOT USA | REPLACE EXISTING ROOF AT A TWO-STORY SINGLE FAMILY DWELLING | 8685
18-B-01836 | 2 | 0001D00012000000 | 120 5TH AVE, PITTSBURGH, PA 15222 | PGH NATIONAL BANK TRUSTEE | MASSARO CORPORATION | INTERIOR RENOVATONS TO 9247 SQ FT OF CAFE AND DINING AREA ON 3RD FLOOR OF 3 STORY STRUCTURE | 313246
18-M-00349 | 15 | 0055J00114000000 | 4650 2ND AVE, PITTSBURGH, PA 15207 | RIDC SOUTHWESTERN PA GROWTH FUND | SSM INDUSTRIES INC | HVAC ASSOCIATED WITH 17-B-03789 | 850000
18-B-02864 | 9 | 0049L00194000000 | 441 42ND ST, PITTSBURGH, PA 15201 | MOSTERN KENNETH & RUTH (W) | MATTHEWS WALL ANCHOR & WATERPROOFING SERVICES LLC | INSTALL ANCHORS TO STABILIZE WEST SIDE WALL AT A TWO-STORY SINGLE FAMILY DWELLING | 3700
18-B-02866 | 15 | 0055G00138000000 | 503 BIGELOW ST, PITTSBURGH, PA 15207 | ANGLIN BENJAMIN S & KATHERINE F | MATTHEWS WALL ANCHOR & WATERPROOFING SERVICES LLC | INSTALL ANCHORS TO STABILIZE FOUNDATION WALL ON A EXISTING GARAGE AT THE REAR OF A TWO-STORY SINGLE FAMILY DWELLING | 3375
18-E-02070 | 15 | 0055B00136000000 | 4248 STANLEY ST, PITTSBURGH, PA 15207 | LOWRY LISA M | WEBSTER ELECTRIC | SERVICE PANEL | 250
18-M-01034 | 14 | 0087A00322000000 | 5513 PHILLIPS AVE, PITTSBURGH, PA 15217 | SVOLOU AGAPI & JOHN J HUDAK (H) | ARENNDOSH HEATING & COOLING INC | REPLACEMENT FURNACE AND A/C | 9100
17-M-01472 | 12 | 0171E00150000000 | 815 FREEPORT RD, PITTSBURGH, PA 15215 | CITY OF PITTSBURGH | GUNNING MECHANICAL | NEW DUCTWORK DIFFUSERS AND VAV RELATED 17-B-03918 | 17200
18-E-02071 | 14 | 0087A00322000000 | 5513 PHILLIPS AVE, PITTSBURGH, PA 15217 | SVOLOU AGAPI & JOHN J HUDAK (H) | ARENDOSH HEATING & COOLING INC. | RELATED TO 18-M-01034 | 50
18-E-02072 | 10 | 0081A00014000000 | 5318 HOLMES ST, PITTSBURGH, PA 15201 | ANCORA PROPERTY SOLUTIONS INC | PITTSBURGH ELECTRIC & MAINTENANCE | ELECTRIC FOR NEW CONSTRUCTION | 1000
18-E-01357 | 22 | 0008A00042000000 | 847 WESTERN AVE, PITTSBURGH, PA 15233 | MELWOOD MANOR LP |  | INSTALL OUTLETS, FIXTURES, AND DISCONNECT | 7500
18-D-00143 | 6 | 0025F00046000000 | 1 28TH ST, PITTSBURGH, PA 15222 | THREE CROSSINGS 2.0 LP | NORALCO CORPORATION | COMPLETE DEMOLITION OF STRUCTURE | 657420
18-OCC-00594 | 26 | 0046F00068000000 | 2453 PERRYSVILLE AVE, PITTSBURGH, PA 15214 | WOLFINGER J ANDREW |  | USE OF STRUCTURE AS A SINGLE FAMILY DWELLING | 0
18-E-00213 | 11 | 0084D00150000000 | 6434 STATION ST, PITTSBURGH, PA 15206 | HOUSING AND URBAN DEVELOPMENT |  | ELECTRIC FOR NEW CONSTRUCTION - 17-B-00774 | 225000
18-E-02074 | 4 | 0028P00313000000 | 3314 NIAGARA ST, PITTSBURGH, PA 15213 | CZERNIEWSKI ROBERT B | TEDESCO ELECTRIC | RECONNECT 100A SERVICE | 200
18-B-02837 | 19 | 0062L00098000000 | 2424 PIONEER AVE, PITTSBURGH, PA 15226 | STEINLE PROPERTIES LLC | Rozzo Construction | REPAIR EXISTING REAR PORCH ROOF AT A TWO STORY SINGLE FAMILY DWELLING | 800
18-B-00935 | 6 | 0025P00275000000 | 2600 LIBERTY AVE, PITTSBURGH, PA 15222 | BUNCHER COMPANY | RENAISSANCE 3 ARCHITECTS, PC | INTERIOR RENOVATIONS TO ( 8668 SF) TO THE 1ST AND 2ND FLOOR COMMON CORRIDORS AT A TWO-STORY STRUCTURE | 235000
18-COM-00049 | 12 | 0124G00268000000 | 6350 APPLE AVE, PITTSBURGH, PA 15206 | IEZZI ANTHONY & MARJORIE DARLENE (W) | GRAFT ELECTRIC, INC. | REPLACE 6 ANTENNA AND EQUIPMENT AT 60' ELEVATION ON EXISTING CLASS B COMMUNICATIONS TOWER | 15000
18-COM-00060 | 1 | 0001D00115000000 | 500 LIBERTY AVE, PITTSBURGH, PA 15222 | KHALIL KHALIL & SADIE (W) | GRAFT ELECTRIC, INC. | REPLACE 6 ANTENNA AND EQUIPMENT ON EXISTING ROOFTOP INSTALLATION 59' ELEVATION ON ROOF OF FOUR STORY BUILDING | 15000
18-E-02078 | 7 | 0052F00260000000 | 5030 CASTLEMAN ST, PITTSBURGH, PA 15232 | DAVID J MAXWELL SUSTAINING TRUST | KITE ELECTRIC, INC. | ELECTRICAL ALTERATIONS FOR ADDITION TO SINGLE FAMILY DWELLING RELATED TO 18-B-02033 | 6000
18-E-02075 | 24 | 0024F00389000000 | 1119 GOETTMAN ST, PITTSBURGH, PA 15212 | HAPPY HOUR HOLDINGS LLC |  | INSTALL 100A HOUSE PANEL & METER | 800
18-B-01942 | 19 | 0004C00177000000 | 125 W STATION SQUARE DR, PITTSBURGH, PA 15219 | FOREST CITY STATION SQUARE ASSOCIATES LP | III RIVERS EXTERIORS & INTERIORS LTD | INTERIOR RENOVATIONS TO 15699 SQ FT OF STORAGE AREA IN BASEMENT OF 7 STORY STRUCTURE | 94800
18-E-02079 | 19 | 0062B00006000000 | 2206 VODELI ST, PITTSBURGH, PA 15216 | AMPLETON GROUP LP | KITE ELECTRIC, INC. | ELECTRICAL ALTERATIONS FOR SINGLE FAMILY DWELLING RELATED TO 18-B-02516 | 1500
18-OCC-00595 | 29 | 0060R00231000000 | 1932 WESTMONT AVE, PITTSBURGH, PA 15210 | HALL TASHANNA |  | USE OF SINGLE FAMILY DWELLING FOR CHILD CARE(LIMITED), UP TO SIX CHILDREN AGES FROM ONE MONTH OLD TO 6 YEARS OLD, OPERATING MONDAY THRU SUNDAY FROM 6AM TO 7PM | 0
18-SGN-00110 | 7 | 0084F00110000000 | 5956 CENTRE AVE, PITTSBURGH, PA 15206 | EASTSIDE LIMITED PARTNERSHIP II | CARIK SIGNS LLC | SIGN REPLACEMENT-- INSTALL (1) INTERNALLY ILLUMINATED BUSINESS ID WALL SIGN (6' X 5.063') AT NORTHEASTERLY CORNER OF TWO-STORY STRUCTURE | 0
18-E-01924 | 7 | 0084F00110000000 | 5956 CENTRE AVE, PITTSBURGH, PA 15206 | EASTSIDE LIMITED PARTNERSHIP II |  | ELECTRIC FOR SIGN - 18-SGN-00110 | 75
18-S-00399 | 2 | 0009P00050000000 | 1001 LIBERTY AVE, PITTSBURGH, PA 15222 | IX LIBERTY CENTER OWNER LP | PREFERRED FIRE PROTECTION INC | RELOCATE SPRINKLER HEADS FOR MODIFIED WALL/CEILING LAYOUT ON 11TH FLOOR RELATED TO 18-B-01375 | 11879
18-B-00852 |  | 0086A00147000000 | 1330 INVERNESS AVE, PITTSBURGH, PA 15217 | ANNE GAILLOT | DICK BUILDING COMPANY LLC | INTERIOR AND EXTERIOR RENOVATIONS REPLACE EXISTING WINDOWS AND EXISTING DOORS AND BUILD A TWO-STORY ADDITION TO THE WESTERLY SIDE AND BUILD A TWO-STORY ADDITION TO THE NORTHERLY SIDE OF A TWO-STORY, SINGLE FAMILY DWELLING | 200000
18-S-00400 | 2 | 0001D00012000000 | 120 5TH AVE, PITTSBURGH, PA 15222 | PGH NATIONAL BANK TRUSTEE | PREFERRED FIRE PROTECTION INC | RELOCATE SPRINKLER HEADS FOR MODIFIED WALL/CEILING LAYOUT ON 3RD FLOOR RELATED TO 18-B-01836 | 9554
18-B-02277 | 19 | 0001R00072000000 | 300 W STATION SQUARE DR, PITTSBURGH, PA 15219 | STATION SQUARE PITTSBURGH HOTEL LLC | SINGLE-PLY SYSTEMS | REPLACEMENT GUTTERS AND DOWNSPOUTS ON EXISTING STRUCTURE | 79978
18-E-02076 | 13 | 0174S00175000000 | 7917 BATAVIA ST, PITTSBURGH, PA 15221 | SHAW-WIL PROPERTIES INC |  | INSTALL OUTLETS IN KITCHEN, RECONNECT 100A SERVICE PANEL IN SINGLE FAMILY DWELLING | 150
18-OCC-00596 | 14 | 0176E00124000000 | 594 EAST END AVE, PITTSBURGH, PA 15221 | BITTNER RICHARD H & CAROL A (W) |  | CONTINUED USE OF STRUCTURE AS TWO FAMILY DWELLING | 0
18-M-01037 | 19 | 0006M00065000000 | 1007 GRANDVIEW AVE, PITTSBURGH, PA 15211 | KACZOROWSKI HEATHER C IRWIN TODD A | BOB'S BOILERS PLUS HEATING & COOLING | INSTALL (2) NEW A/C UNITS, AHU, FURNACE & DUCTWORK | 7000
18-B-01467 | 21 | 0007L00032000000 | 777 CASINO DR, PITTSBURGH, PA 15212 | HOLDINGS ACQUISITION CO LP | MASSARO CORPORATION | INTERIOR RENOVATIONS TO 24000 SQ FT ON 2ND FLOOR AS ACCESSORY FLEX-ENTERTAINMENT AREA TO GAMING ENTERPRISE | 800000
18-B-01609 | 8 | 0051A00241000000 | 4815 LIBERTY AVE, PITTSBURGH, PA 15224 | WEST PENN HOSPITAL | MBM CONTRACTING, INC | INTERIOR RENOVATIONS TO THIRD FLOOR IN MELLON PAVILION MEDICAL & OUTPATIENT CLINIC | 751000
18-M-00779 | 1 | 0002J00104000000 | 301 GRANT ST, PITTSBURGH, PA 15219 | PITTSBURGH CBD LLC | CLIMATECH INC | NEW DUCTS, DIFFUSERS, AND VAVS RELATED 18-B-02086 | 25700
18-E-01520 | 4 | 0028B00138000000 | 3609 FORBES AVE, PITTSBURGH, PA 15213 | 3609 FORBES OAKLAND PARTNERS LP |  | INSTALL OUTLETS & FIXTURES | 20000
18-OCC-00598 | 15 | 0055H00237000000 | 587 BIGELOW ST, PITTSBURGH, PA 15207 | JEFFRIES SUE S |  |  | 600
18-B-02116 | 25 | 0023D00020000000 | 1515 WARREN ST, PITTSBURGH, PA 15212 | KIKUCHI LEE | ENGINEERED FOUNDATION SOLUTIONS | STRUCTURAL FOUNDATION REPAIRS TO EXISTING SINGLE FAMILY DWELLING | 23634
18-OCC-00597 | 32 | 0139H00022000000 | 315 RICHFIELD ST, PITTSBURGH, PA 15234 | LABOON JOSEPH P & TERESA M (W) |  | OCC ONLY | 0
18-M-01039 | 25 | 0022H00201000000 | 1704 BRIGHTON PL, PITTSBURGH, PA 15212 | NORTH PROPERTIES RESIDENCES I LLC | JORDAN HEATING AND COOLING, LLC | REPLACE EXISTING EQUIPMENT WITH NEW (2) A/C UNITS, (2) FURNACES & DUCTWORK | 9000
8/3/2018
18-E-02082 | 26 | 0046E00029000000 | 2731 N CHARLES ST, PITTSBURGH, PA 15214 | FLYSPACE PRODUCTIONS LLC | WESTMORELAND ELECTRIC | AMENDING 18-E-00711 INSTALL SERVICE & SUB PANELS | 14000
18-E-02084 | 4 | 0028R00101000000 | 3321 WARD ST, PITTSBURGH, PA 15213 | PALAIS REAL ESTATE LLC |  | INSTALL 150A SERVICE PANEL | 800
18-OCC-00591 | 20 | 0020F00248000000 | 1338 CHARTIERS AVE, PITTSBURGH, PA 15220 | PITTSBURGH POLICE FEDERAL CREDIT UNION |  | OCC ONLY - PGH POLICE FEDERAL CREDIT UNION SIGN | 0
18-F-00181 | 4 | 0027R00138000000 | 4215 5TH AVE, PITTSBURGH, PA 15213 | PGH ATHLETIC ASSN LAND CO |  |  | 16500
18-E-02080 | 19 | 0015J00071000000 | 14 WILLS ST, PITTSBURGH, PA 15211 | TMNL LLC | CW ELECTRICAL SERVICES | 150 AMP SERVICE FOR SINGLE FAMILY DWELLING | 1200
18-B-02875 | 9 | 0080G00026000000 | 4921 HATFIELD ST, PITTSBURGH, PA 15201 | MARSHALL SCOTT W & JOAN L (W) | SQUARE ONE RENOVATIONS | INTERIOR AND EXTERIOR RENOVATIONS REPLACE WINDOWS AND DOORS AND INSTALL SIDING AND REPAIRING FRONT PORCH ROOF SHINGLES AT A TWO STORY SINGLE FAMILY DWELLING | 98000
18-F-00232 | 2 | 0001C00167000001 | 603 STANWIX ST, PITTSBURGH, PA 15222 | HERTZ GATEWAY CENTER LP | HANLON ELECTRIC COMPANY | RELATED 18-F-01766 | 4100
18-E-02081 | 19 | 0015J00068000000 | 20 WILLS ST, PITTSBURGH, PA 15211 | TMNL LLC | CW ELECTRICAL SERVICES | 150 AMP SERVICE FOR SINGLE FAMILY DWELLING | 1200
18-F-00172 | 1 | 0001H00363000000 | 319 3RD AVE, PITTSBURGH, PA 15222 | PITTSBURGH SPRUCE STREET PROPERTIES | ARROW ELECTRIC | INSTALL FIRE ALARM SYSTEM | 66352
18-B-02095 | 24 | 0048K00325000000 | 600 WATERFRONT DR, PITTSBURGH, PA 15222 | MCH WATERFRONT LLC | LUTZ BRIGGS SCHULTZ & ASSOC INC | INTERIOR RENOVATIONS TO (3411 SF) OF SECOND FLOOR ONLY AT A TWO-STORY STRUCTURE | 102500
18-OCC-00212 | 29 | 0060L00273000000 | 1719 BROWNSVILLE RD, PITTSBURGH, PA 15210 | BORON THADDEUS T JR BORON EDWARD D |  | OCC ONLY | 0
18-S-00349 | 4 | 0028N00037000000 | 3240 CRAFT PL, PITTSBURGH, PA 15213 | WALNUT CAPITAL PARTNERS | COSTA CONTRACTING INC | INSTALL 4" SPRINKLER UNDERGROUND (RELATED TO 18-B-00617) | 8000
18-S-00277 | 23 | 0024N00165000000 | 820 OHIO ST, PITTSBURGH, PA 15212 | OCTOBER REAL ESTATE HOLDINGS LLC | COSTA CONTRACTING INC | INSTALLATION OF NEW SPRINKLER UNDERGROUND RELATED TO 17-B-00132 | 9500
18-B-02374 | 25 | 0023B00229000000 | 1643 FEDERAL ST, PITTSBURGH, PA 15212 | HOUSING AUTHORITY CITY OF PITTSBURGH | MISTICK CONSTRUCTION COMPANY | (AMENDMENT TO 17-B-04238) BUILD 2 STORY SINGLE FAMILY ATTACHED DWELLING WITH 1-CAR INTEGRAL GARAGE AND 12' BY 8' 2” REAR DECK | 88298
18-B-02373 | 25 | 0023B00231000000 | 1641 FEDERAL ST, PITTSBURGH, PA 15212 | HOUSING AUTHORITY CITY OF PITTSBURGH | MISTICK CONSTRUCTION COMPANY | (AMENDMENT TO 17-B-04237) BUILD 2 STORY SINGLE FAMILY ATTACHED DWELLING WITH 1-CAR INTEGRAL GARAGE AND 12' BY 8' 2” REAR DECK | 88298
18-B-02372 | 25 | 0023B00232000000 | 1639 FEDERAL ST, PITTSBURGH, PA 15212 | HOUSING AUTHORITY CITY OF PITTSBURGH | MISTICK CONSTRUCTION COMPANY | (AMENDMENT TO 17-B-04236) BUILD 2 STORY SINGLE FAMILY ATTACHED DWELLING WITH 1-CAR INTEGRAL GARAGE AND 12' BY 8' 2” REAR DECK | 88298
18-B-02370 | 25 | 0023B00234000000 | 1635 FEDERAL ST, PITTSBURGH, PA 15212 | HOUSING AUTHORITY CITY OF PITTSBURGH | MISTICK CONSTRUCTION COMPANY | (AMENDMENT TO 17-B-04203) BUILD 2 STORY SINGLE FAMILY ATTACHED DWELLING WITH 1-CAR INTEGRAL GARAGE AND 12' BY 8' 2” REAR DECK | 88298
18-B-02369 | 25 | 0023B00235000000 | 1633 FEDERAL ST, PITTSBURGH, PA 15212 | HOUSING AUTHORITY CITY OF PITTSBURGH | MISTICK CONSTRUCTION COMPANY | (AMENDMENT TO 17-B-04202) BUILD NEW 2 STORY SINGLE FAMILY ATTACHED DWELLING WITH 1-CAR INTEGRAL GARAGE AND 12' BY 8' 2” REAR DECK | 88298
18-B-02368 | 25 | 0023B00236000000 | 1629 FEDERAL ST, PITTSBURGH, PA 15212 | HOUSING AUTHORITY CITY OF PITTSBURGH | MISTICK CONSTRUCTION COMPANY | (AMENDMENT TO 17-B-04201) BUILD NEW 2 STORY SINGLE FAMILY ATTACHED DWELLING WITH 1-CAR INTEGRAL GARAGE AND 12' BY 8' 2” REAR DECK | 88298
18-B-02880 | 19 | 0004L00167000000 | 6 NEFF ST, PITTSBURGH, PA 15211 | NEFF STREET PARTNERS LP | EAST SUBURBAN INTERIORS | INTERIOR DEMO AT A THREE STORY MULTI FAMILY STRUCTURE | 50000
18-E-02085 | 9 | 0050N00010000000 | 4621 TORLEY ST, PITTSBURGH, PA 15224 | DELLINGER ELIZABETH D |  | REPLACE SERVICE DROP FOR 100A PANEL | 200
18-S-00167 | 1 | 0001H00363000000 | 319 3RD AVE, PITTSBURGH, PA 15222 | PITTSBURGH SPRUCE STREET PROPERTIES |  | NEW SPRINKLER UNDERGROUND TAPS RELATED TO 17-B-04917 | 8700
18-B-02747 | 26 | 0077K00082000000 | 402 MILROY ST, PITTSBURGH, PA 15214 | MILLINER KATHLEEN M & JAMES E(H) | SEARS HOME IMPROVEMENT PRODUCTS INC | REPLACE WINDOWS AT A TWO-STORY SINGLE FAMILY DWELLING | 2121
18-B-02750 | 26 | 0046B00131000000 | 2937 N CHARLES ST, PITTSBURGH, PA 15214 | GARLAND GREGORY MARTIN SR | SEARS HOME IMPROVEMENT PRODUCTS INC | REPLACE WINDOWS AT A TWO-STORY SINGLE FAMILY DWELLING | 2269
18-M-01025 | 4 | 0028N00111000000 | 29 LAWN ST, PITTSBURGH, PA 15213 | TOP CHOICE REAL ESTATE CORPORATION |  | NEW A/C UNIT | 250
18-B-02847 | 26 | 0162L00018000000 | 118 BLUEBELLE ST, PITTSBURGH, PA 15214 | MUELLER CONRAD J | SEARS HOME IMPROVEMENT PRODUCTS INC | EXTERIOR RENOVATIONS REPLACE EXISTING ROOF AND DORMERS AND REPLACE SIDING ON DORMERS AT A 2.5 STORY SINGLE FAMILY DWELLING | 19222
18-E-01530 | 14 | 0086R00105000000 | 2024 MURRAY AVE, PITTSBURGH, PA 15217 | DOBKIN BEATRICE TRUST | LEVENREICH ELECTRIC, INC. | ELECTRICAL ALTERATIONS THROUGHOUT COMMERCIAL STRUCTURE | 1900
18-B-02882 | 4 | 0028A00349000000 | 216 CHESTERFIELD RD, PITTSBURGH, PA 15213 | SUZOW JOSEPH G | Joseph Suzow | EXISTING REAR DECK REPAIR | 750
18-E-02083 | 11 | 0082R00104000000 | 922 N SAINT CLAIR ST, PITTSBURGH, PA 15206 | GILLESPIE AMANDA | ARRAUJO ELECTRIC INC | ELECTRICAL ALTERATIONS | 5000
18-B-02883 | 4 | 0028A00350000000 | 218 CHESTERFIELD RD, PITTSBURGH, PA 15213 | SUZOW JOSEPH | Joseph Suzow | EXISTING REAR DECK REPAIR | 750
18-B-02884 | 17 | 0012K00126000000 | 1920 SARAH ST, PITTSBURGH, PA 15203 | RIEDEL MICHAEL J & BRENDA J (W) | EAS ROOFING INC | REPLACE ROOF AT A TWO STORY SINGLE FAMILY DWELLING | 7600
18-E-00328 | 21 | 0007M00500000000 | 1 ALLEGHENY AVE, PITTSBURGH, PA 15212 | CARNEGIE INSTITUTE | MILLER ELECTRIC CONSTRUCTION INC | ELECTRIC ASSOCIATED WITH 18-B-00124 | 63000
18-B-02367 | 25 | 0023F00059000000 | 1627 FEDERAL ST, PITTSBURGH, PA 15212 | HOUSING AUTHORITY CITY OF PITTSBURGH | MISTICK CONSTRUCTION COMPANY | (AMENDMENT TO 17-B-04200) BUILD NEW 2 STORY SINGLE FAMILY ATTACHED DWELLING WITH 1-CAR INTEGRAL GARAGE AND 12' BY 8' 2” REAR DECK | 88298
18-M-01042 | 14 | 0127E00014000000 | 1633 BEECHWOOD BLVD, PITTSBURGH, PA 15217 | TRUPIANO ANTHONY G & KATHERINE E (W) | CLIMATECH INC | INSTALL NEW A/C UNIT & 5 AHU'S | 14750
18-M-01041 | 14 | 0177E00237000000 | 1123 LANCASTER AVE, PITTSBURGH, PA 15218 | BROPHY PATRICIA A | CLIMATECH INC | INSTALL NEW A/C UNIT & 4 AHU'S | 13900
18-OCC-00486 | 20 | 0006N00080000000 | 1935 WOODVILLE AVE, PITTSBURGH, PA 15220 | 1935 WOODVILLE AVE INC |  | OCC ONLY - RENNEKAMP LUMBER CO | 0
18-B-02885 | 27 | 0075C00065000000 | 3535 FLEMING AVE, PITTSBURGH, PA 15212 | HEMINGTON JOHN E & CARRILEE L | WITTMAN HOME IMPROVEMENTS | INTERIOR RENOVATIONS TO 3 STORY SINGLE FAMILY DWELLING | 100000
18-M-01043 | 14 | 0085C00144000000 | 1086 SHADY AVE, PITTSBURGH, PA 15232 | AMANKULOR NDUKAKU & RACHEL (W) | PGH HEATING & ELECTRICAL SERVICES, INC. | A/C-FURNACE & DUCTWORK | 13700
18-E-02086 | 14 | 0085C00144000000 | 1086 SHADY AVE, PITTSBURGH, PA 15232 | AMANKULOR NDUKAKU & RACHEL (W) | PGH HEATING & ELECTRICAL SERVICES, INC. | RELATED TO 18-B-01875 | 24000
18-E-02087 | 14 | 0053G00005000000 | 232 GLADSTONE RD, PITTSBURGH, PA 15217 | ACER KENNETH S & REBECCA DEM (W) | PGH HEATING & ELECTRICAL SERVICES, INC. | RELATED TO 18-B-00331 | 13000
18-B-01390 | 12 | 0171E00150000000 | 815 FREEPORT RD, PITTSBURGH, PA 15215 | UPMC ST MARGARET HOSPITAL | WALLER CORPORATION | INTERIOR RENOVATIONS TO 1470 SQ FT TO REPLACE IMAGING EQUIPMENT IN CT SCANNER #3 ON LEVEL 2 IN 6 STORY HOSPITAL | 109000
17-B-03588 | 2 | 0001C00037000A00 | 625 STANWIX ST, PITTSBURGH, PA 15222 | JOCO SKY L P | AVA'S HANDYMEN | INTERIOR CONSTRUCTION OF ACCESSIBLE BATHROOM AND RAMP, REPLACE EXISTING (2) ROOFTOP DECKS (16' X 42') AND (25' X 30') AND EMBEDDED ROOFTOP SWIMMING POOL (9' X 24') ATOP 12TH STORY, AND ADDITION EXTENSION OF STAIR TOWER (177 SF), 2 CABANA ROOFS, PLANTERS, BAR, AND DOG RUN AREA IN 24 STORY STRUCTURE | 52500
18-B-02890 | 26 | 0047L00087000000 | 1415 HETZEL ST, PITTSBURGH, PA 15212 | GAUS ELLEN C |  | INTERIOR RENOVATIONS TO 2 STORY SINGLE FAMILY DWELLING | 1700
18-OCC-00558 | 27 | 0076E00252000000 | 3347 BRIGHTON RD, PITTSBURGH, PA 15212 | BARRINGTON JESSICA R |  | ONE CAR PARKING PAD AT FRONT | 0
18-M-00925 | 4 | 0028B00138000000 | 3609 FORBES AVE, PITTSBURGH, PA 15213 | 3609 FORBES OAKLAND PARTNERS LP | WHM COMPANY INC | INSTALL BATHROOM FAN. RELATED 17-B-03073 | 500
18-E-02088 | 27 | 0114G00014000000 | 3940 MCCLURE AVE, PITTSBURGH, PA 15212 | YOUNG CHELSEA KATE | PITTSBURGH ELECTRIC & MAINTENANCE | AMENDING 18-E-00974 TO ADD WORK IN 2 MORE ROOMS FIXTURES AND OUTLETS RELATED TO 16-B-01243 | 200
18-S-00370 | 4 | 0028G00110000900 | 3610 FORBES AVE, PITTSBURGH, PA 15213 | PRESBYTERIAN UNIVERSITY HEALTH SYSTEMINC | J & J FIRE PROTECTION | AMENDMENT TO 18-S-00186 RELATED TO 17-B-03675 | 3850
8/6/2018
18-E-02089 | 7 | 0084M00344000000 | 6435 DANIELLE ST, PITTSBURGH, PA 15206 | BAKERY SQUARE 2 LIVING HOLDINGSPARCEL C LP | BORRASSO ELECTRIC CO | ELECTRICAL FOR NEW CONSTRUCTION OF SINGLE FAMILY HOME RELATED TO 17-B-04517 | 7000
18-E-02090 | 7 | 0084M00344000000 | 6431 DANIELLE ST, PITTSBURGH, PA 15206 | BAKERY SQUARE 2 LIVING HOLDINGSPARCEL C LP | BORRASSO ELECTRIC CO | ELECTRICAL FOR NEW CONSTRUCTION OF SINGLE FAMILY HOME RELATED TO 17-B-04516 | 7000
18-E-02091 | 7 | 0084M00344000000 | 6441 DANIELLE ST, PITTSBURGH, PA 15206 | BAKERY SQUARE 2 LIVING HOLDINGSPARCEL C LP | BORRASSO ELECTRIC CO | ELECTRICAL FOR NEW CONSTRUCTION OF SINGLE FAMILY HOME RELATED TO 17-B-04518 | 7000
18-E-02092 | 7 | 0084M00344000000 | 6447 DANIELLE ST, PITTSBURGH, PA 15206 | BAKERY SQUARE 2 LIVING HOLDINGSPARCEL C LP | BORRASSO ELECTRIC CO | ELECTRICAL FOR NEW CONSTRUCTION OF SINGLE FAMILY HOME RELATED TO 17-B-04519 | 7000
18-M-00709 | 25 | 0023G00344000000 | 1660 SANDUSKY CT, PITTSBURGH, PA 15212 | HOUSING AUTHORITY CITY OF PITTSBURGH | GIORDANI GEORGE F | HVAC RELATED TO PERMIT 17-B-04231 | 530000
18-M-01044 | 25 | 0022H00057000000 | 856 CALIFORNIA AVE, PITTSBURGH, PA 15212 | NORTH PROPERTIES RESIDENCES I LLC | GIORDANI GEORGE F | (2) HVAC UNIT & FURNACE REPLACEMENT AND NEW DUCT WORK | 12000
18-E-02093 | 4 | 0029D00009000000 | 3306 DAWSON ST, PITTSBURGH, PA 15213 | NOBILE JAMES | SHOBEN ELECTRIC | TOTAL REWIRE | 7500
18-E-02095 | 28 | 0070G00310000000 | 108 MCCAW DR, PITTSBURGH, PA 15204 | LIEB RICHARD H & ANNA ZEIT (W) | TESLA ENERGY OPERATIONS (FORMERLY SOLARCITY) | (AMEND PERMIT 18-E-01889 TO REPLACE) INSTALL (34) SOLAR PANELS ON THE ROOFTOP OF A TWO-STORY SINGLE FAMILY DWELLING | 12340
18-E-02098 | 14 | 0126L00259000000 | 509 LLOYD ST, PITTSBURGH, PA 15208 | ESTOCK JAMIE L | NICHOLAS ELECTRIC CO INC | SERVICE PANEL RECONNECT | 1800
18-B-02897 | 14 | 0085S00039000000 | 1348 DENNISTON ST, PITTSBURGH, PA 15217 | FISHER KENNETH S & AMANDA J GODLEY (W) | Springhouse Muse | INTERIOR RENOVATIONS AT A 2.5 STORY SINGLE FAMILY DWELLING | 12000
18-B-02898 | 10 | 0050E00116000000 | 311 N MATHILDA ST, PITTSBURGH, PA 15224 | BATES JENNIFER | MLG CONTRACTING | INTERIOR AND EXTERIOR RENOVATIONS AND REPLACE ROOF AND SIDING AND WINDOWS AND DOORS AT A TWO-STORY SINGLE FAMILY DWELLING | 150000
18-B-02779 | 25 | 0023F00401000000 | 102 SAMPSONIA ST, PITTSBURGH, PA 15212 | MEYER TODD L | MEYER TODD | (AMENDING 17-B-04982) BUILD TWO STORY ADDITION 20 FT X 26 FT TWO CAR GARAGE WITH SECOND STORY STORAGE ATTACHED AT REAR WITH ENTRY DOOR AT CORNER OF 2 1/2 STORY SINGLE FAMILY DWELLING AND REPLACEMENT WINDOWS ENTRY DOORS AND INTERIOR RENOVATIONS AND INSTALL A ELEVATOR AND INSTALL 3 FT RETAINING WALL AT THE REAR AT A 2.5 STORY SINGLE FAMILY DWELLING | 60000
18-B-02154 | 2 | 0001C00167000001 | 603 STANWIX ST, PITTSBURGH, PA 15222 | HERTZ GATEWAY CENTER LP | MBM CONTRACTING, INC | INTERIOR RENOVATIONS ON FIRST FLOOR OF 22 STORY COMMERCIAL BUILDING | 86084
18-B-02600 | 5 | 0027C00030000000 | 3301 IOWA ST, PITTSBURGH, PA 15219 | HAMBLIN ELIZABETH R | DUCKSTEIN CONTRACTING INC | (AMENDING 18-B-01774) FIRE RESTORATION INTERIOR AND EXTERIOR STRUCTURAL RENOVATIONS THROUGHOUT A THREE-STORY, SEVEN-DWELLING UNIT STRUCTURE | 630000
18-SGN-00116 | 2 | 0025J00049000000 | 2545 RAILROAD ST, PITTSBURGH, PA 15222 | THREE CROSSINGS RIVERFRONT WEST LP | SHAMROCK BUILDING SERVICES INC | AMENDING PERMIT 18-SGN-00088 - ONE 79.22 SQ FT HIGH WALL BUSINESS ID SIGN MOUNTED ON RACEWAY ON SOUTHERLY SIDE OF 5 STORY STRUCTURE | 0
18-E-02102 | 14 | 0085J00116000000 | 5540 DUNMOYLE ST, PITTSBURGH, PA 15217 | ECM FAMILY LIMITED PARTNERSHIP | POWER PROS INC | WIRING FOR NEW ADDITION 17-B-03881 | 20000
18-B-02210 | 1 | 0001H00086000000 | 225 BLVD OF THE ALLIES, PITTSBURGH, PA 15222 | FRL DEVELOPMENT I LP | BURCHICK CONSTRUCTION | EXTERIOR RENOVATIONS INCLUDING FACADES, WINDOWS, AND DOORS, INTERIOR RENOVATIONS (AMENDING 17-B-04515 TO REMOVE 1ST FLOOR OFFICE USE) | 1400000
17-B-02530 | 1 | 0001H00086000000 | 225 BLVD OF THE ALLIES, PITTSBURGH, PA 15222 | FRL DEVELOPMENT I LP | BURCHICK CONSTRUCTION | TENANT FITOUT OF 3102 SQ FT AS OFFICE SPACE ON 1ST FLOOR AND ADD ACCESSIBLE RESTROOMS ON 1ST FLOOR OF 4 STORY STRUCTURE (AMENDING PERMIT 17-B-04515) | 200000
18-E-02103 | 4 | 0028A00145000000 | 244 DUNSEITH ST, PITTSBURGH, PA 15213 | WASSERMAN ELI |  | TOTAL REWIRE RELATED TO 18-B-00977 | 6000
18-E-02104 | 20 | 0042S00257000000 | 2771 GLEN MAWR AVE, PITTSBURGH, PA 15204 | HOLL GEORGE C | UHLIG ELECTRIC COMPANY | RECONNECT (2) 100A SERVICES | 400
18-E-02105 | 14 | 0085M00238000000 | 718 HASTINGS ST, PITTSBURGH, PA 15206 | SHIMM JUDITH |  | TOTAL REWIRE RELATED TO 18-B-02550 | 8000
18-B-02835 | 15 | 0054L00252000000 | 4028 BEECHWOOD BLVD, PITTSBURGH, PA 15217 | 89 BEECHWOOD ASSOCIATES | GUZZO A CONSTRUCTION | NON STRUCTURAL INTERIOR DEMOLITION | 2000
18-E-01160 | 14 | 0053B00050000000 | 4815 FREW ST, PITTSBURGH, PA 15213 | CARNEGIE MELLON UNIVERSITY | FERRY ELECTRIC COMPANY | ELECTRIC RELATED TO 18-B-01186 | 321000
18-E-02106 | 24 | 0048E00231000000 | 1810 NIGGEL ST, PITTSBURGH, PA 15212 | TROY HILL DEVELOPMENT LLC | WRIGHT ELECTRIC | AMENDING 18-E-02021 INSTALL OUTLETS | 300
18-B-01761 | 4 | 0028C00169000000 | 3700 FORBES AVE, PITTSBURGH, PA 15213 | SCHWARTZ LINDA B | DAVE'S CONSTRUCTION SERVICE INC | INTERIOR RENOVATIONS TO THREE-STORY STRUCTURE | 150000
18-E-02107 | 27 | 0076A00193000000 | 3529 DIPLOMA ST, PITTSBURGH, PA 15212 | AGLK LLC | WRIGHT ELECTRIC | INSTALL A/C DISCONNECT | 300
18-E-02108 | 10 | 0080D00214000D00 | 5318 NATRONA WAY, PITTSBURGH, PA 15201 | LAM WAI CHING | WRIGHT ELECTRIC | INSTALL OUTLETS | 200
18-E-02109 | 7 | 0052G00263000000 | 5122 PEMBROKE PL, PITTSBURGH, PA 15232 | KIMBALL DR AIMEE & BLAKE RUTTENBERG (H) | ARMSTRONG PLUG & SWITCH, LLC | INSTALL FIXTURES, OUTLETS & SUBPANEL | 2000
18-M-01050 | 1 | 0002J00104000000 | 301 GRANT ST, PITTSBURGH, PA 15219 | PITTSBURGH CBD LLC | K & I SHEET METAL INC | REPLACEMENT AND/OR RELOCATION OF GRILLS, REGISTERS & DIFFUSERS RELATED 18-B-01964 | 2846
18-M-01052 | 1 | 0002J00104000000 | 301 GRANT ST, PITTSBURGH, PA 15219 | PITTSBURGH CBD LLC | K & I SHEET METAL INC | REPLACEMENT AND/OR RELOCATION OF GRILLS, REGISTERS & DIFFUSERS RELATED 18-B-01966 | 1911
18-M-01053 | 1 | 0001H00030000000 | 1 PPG PL, PITTSBURGH, PA 15222 | HRLP FOURTH AVENUE LLC | K & I SHEET METAL INC | REPLACEMENT AND/OR RELOCATION OF GRILLS, REGISTERS & DIFFUSERS. ALTERATIONS TO SUPPLY OR EXHAUST HVAC SYSTEMS WHICH DO NOT REQUIRE REPLACEMENT OF EXISTING PRIMARY SYSTEM EQUIPMENT RELATED 18-B-01120 | 4226
18-OCC-00582 | 4 | 0027D00060000000 | 4500 CENTRE AVE, PITTSBURGH, PA 15213 | CD PARK 7 PITTSBURGH OWNER LLC |  | TEMP OCC | 0
18-M-01054 | 1 | 0001H00030000000 | 6 PPG PL, PITTSBURGH, PA 15222 | HRLP FOURTH AVENUE LLC | K & I SHEET METAL INC | REPLACEMENT AND/OR RELOCATION OF GRILLS, REGISTERS & DIFFUSERS. ALTERATIONS TO SUPPLY OR EXHAUST HVAC SYSTEMS WHICH DO NOT REQUIRE REPLACEMENT OF EXISTING PRIMARY SYSTEM EQUIPMENT RELATED 18-B-01121 | 4226
18-OCC-00604 | 7 | 0052A00116000000 | 404 DEVONSHIRE ST, PITTSBURGH, PA 15213 | ROBINSON JOHN H & MONICA M (W) |  | OCC ONLY | 0
18-M-00700 | 1 | 0002J00104000000 | 301 GRANT ST, PITTSBURGH, PA 15219 | PITTSBURGH CBD LLC | K & I SHEET METAL INC | HVAC ALTERATIONS ON 30TH FLOOR (RELATED TO 18-B-01859) | 7852
18-S-00326 | 25 | 0023G00344000000 | 1660 SANDUSKY CT, PITTSBURGH, PA 15212 | HOUSING AUTHORITY CITY OF PITTSBURGH | RYCO FIRE PROTECTION SERVICES LP | INSTALLATION OF NEW FIRE SPRINKLER SYSTEM THROUGHOUT BUILDING (RELATED TO 17-B-04231) | 65000
18-B-02902 | 27 | 0114G00014000000 | 3940 MCCLURE AVE, PITTSBURGH, PA 15212 | YOUNG CHELSEA KATE |  | AMENDING PERMIT 16-B-01243 - INTERIOR AND EXTERIOR RENOVATIONS AND REPLACE COLUMNS ON FRONT PORCH AND 8 FT X 19 FT DECK OFF 1ST FLOOR AT REAR OF 2 1/2 STORY SINGLE FAMILY DWELLING | 20000
18-B-02903 | 7 | 0052D00014000000 | 5311 PEMBROKE PL, PITTSBURGH, PA 15232 | STERLING CARLINE G |  | Replacement of existing 6.5' wooden privacy fence in rear yard of existing row house. | 1
18-F-00307 | 14 | 0053B00100000000 | 4811 FREW ST, PITTSBURGH, PA 15213 | CITY OF PITTSBURGH | MILLER ELECTRIC CONSTRUCTION | RELOCATE FIRE ALARM DEVICES ON 5TH FLOOR (RELATED TO 18-B-01179) | 1200
18-M-01055 | 23 | 0024E00117000000 | 840 SPRING GARDEN AVE, PITTSBURGH, PA 15212 | PINRE HOLDINGS LP | SLOAN HEATING & COOLING | REPLACE FURNACES AND DUCTWORK FOR TWO FAMILY DWELLING | 2500
18-B-02905 | 23 | 0024E00117000000 | 840 SPRING GARDEN AVE, PITTSBURGH, PA 15212 | PINRE HOLDINGS LP | Rollie C Miller | AMENDING PERMIT 18-B-01915 - INTERIOR RENOVATIONS ONLY TO 2 STORY TWO FAMILY DWELLING | 5000
18-E-02111 | 14 | 0086A00234000000 | 1273 BELLEROCK ST, PITTSBURGH, PA 15217 | MCKEOWN DAVID M & MARGARET G (W) | BIERNACKI TECHNICAL SERVICES | INSTALL 150A SERVICE PANEL | 1500
18-M-00740 | 20 | 0020B00260000000 | 282 CORLISS ST, PITTSBURGH, PA 15220 | BUNCHER COMPANY | RUTHRAUFF SERVICE LLC |  | 44805
8/7/2018
18-B-01593 | 2 | 0001C00037000A00 | 625 STANWIX ST, PITTSBURGH, PA 15222 | JOCO SKY L P | AVA'S HANDYMEN LLC | EXTERIOR RENOVATIONS (NEW WINDOWS AND NEW BANDING BETWEEN FLOORS) ON FLOORS 14-25. | 1400000
18-B-02908 | 21 | 0022K00149000000 | 1617 MANHATTAN ST, PITTSBURGH, PA 15233 | GCS GEORGIA LLC | B.Wiles PRG | INTERIOR AND EXTERIOR RENOVATIONS REPLACE ROOF AND REPLACE WINDOW AND DOORS AT A TWO STORY SINGLE FAMILY DWELLING | 30000
18-B-02194 | 19 | 0097M00128000000 | 2729 QUEENSBORO AVE, PITTSBURGH, PA 15226 | CICCO CRAIG M | Exceptional Exteriors & Renovations Inc. | EXTERIOR RENOVATIONS TO INCLUDE REPLACEMENT SIDING AND BUILD A WRAP AROUND DECK AT SIDE/REAR OF ONE-STORY, SINGLE-FAMILY DWELLING | 25000
18-OCC-00267 | 8 | 0050R00145000000 | 244 S ATLANTIC AVE, PITTSBURGH, PA 15224 | BUSH EMILY MARIE |  | OCCUPANCY ONLY | 0
18-E-00971 | 1 | 0002J00082000000 | 310 GRANT ST, PITTSBURGH, PA 15219 | MCKNIGHT GRANT BUILDING ASSOCIATES LP | WOOD ELECTRICAL CONSTRUCTION | ELECTRIC ASSOCIATED WITH 18-B-00980 | 45000
18-B-02911 | 14 | 0129H00097000000 | 1242 POCONO ST, PITTSBURGH, PA 15218 | SOROKIN VALERI B | GUNTON CORPORATION | REPLACE WINDOWS AT A TWO STORY SINGLE FAMILY DWELLING | 7700
18-S-00409 | 24 | 0048K00325000000 | 600 WATERFRONT DR, PITTSBURGH, PA 15222 | MCH WATERFRONT LLC | PREFERRED FIRE PROTECTION INC | RELOCATE 34 PENDANT SPRINKLER HEADS RELATED TO 18-B-02095 | 3900
18-E-01570 | 1 | 0002J00104000000 | 301 GRANT ST, PITTSBURGH, PA 15219 | PITTSBURGH CBD LLC | HANLON ELECTRIC COMPANY | NEW LIGHT FIXTURES AND OUTLETS RELATED 18-B-02086 | 38000
18-B-02909 | 20 | 0017P00091000000 | 1483 DALELAND AVE, PITTSBURGH, PA 15220 | MASCELLINO SEAN S | GUNTON CORPORATION | REPLACE EXTERIOR DOORS AT A TWO-STORY SINGLE FAMILY DWELLING | 9800
18-S-00401 | 22 | 0008C00155000000 | 1 ALLEGHENY CTR, PITTSBURGH, PA | FAROS ACA RE LLC | PREFERRED FIRE PROTECTION INC | RELOCATE SPRINKLER HEADS ON 3RD FLOOR RELATED TO 18-B-01739 | 22800
18-S-00177 | 1 | 0002J00082000000 | 310 GRANT ST, PITTSBURGH, PA 15219 | MCKNIGHT GRANT BUILDING ASSOCIATES LP | PREFERRED FIRE PROTECTION INC | RELOCATION OF EXISTING SPRINKLER SYSTEM ON 36TH FLOOR, RELATED TO 18-B-00980 | 4600
18-B-02912 | 4 | 0027L00200000000 | 203 LYTTON AVE, PITTSBURGH, PA 15213 | ZANGRILLI M URSULA & ALBERT J JR (H) | GUNTON CORPORATION | REPLACE WINDOWS AT A TWO-STORY SINGLE FAMILY DWELLING | 6448
18-B-02910 | 14 | 0087R00055000000 | 6300 EBDY ST, PITTSBURGH, PA 15217 | MEYERS BARTON A & DENA B (W) | GUNTON CORPORATION | REPLACE EXISTING WINDOWS AT A ONE-STORY SINGLE FAMILY DWELLING | 7200
18-SGN-00106 | 32 | 0139R00108000000 | 2840 LIBRARY RD, PITTSBURGH, PA 15234 | LOWRY CENTER LLC | PRECISION SIGN & AWNING | 80 SQ. FT WALL BUSINESS ID SIGN | 0
18-E-01355 | 22 | 0007D00138000000 | 926 WESTERN AVE, PITTSBURGH, PA 15233 | MEGGLES DEVELOPMENT LLC |  | INSTALL OUTLETS AND FIXTURES | 8500
18-SGN-00108 | 9 | 0049L00280000000 | 4065 PENN AVE, PITTSBURGH, PA 15224 | FIRMAN SAMUEL R | PRECISION SIGN & AWNING | INSTALL (2) NON-ILLUMINATED BUSINESS ID WALL SIGNS (3' X 12') AT SOUTHERLY SIDE OF THREE-STORY STRUCTURE | 0
18-M-01065 | 7 | 0052F00260000000 | 5030 CASTLEMAN ST, PITTSBURGH, PA 15232 | DAVID J MAXWELL SUSTAINING TRUST | K.E. MCDONALD PLBG, HTG, & CLG | HVAC ALTERATIONS IN ADDITION, RELATED TO 18-B-02033 | 5000
18-B-02163 | 1 | 0001H00184000000 | 260 FORBES AVE, PITTSBURGH, PA 15222 | GARDENS AT MARKET SQUARE LP | NELLO CONSTRUCTION COMPANY | INTERIOR RENOVAITONS TO 4005 SQ FT AS OFFICE SPACE ON 15TH FLOOR OF COMMERCIAL STRUCTURE | 213193
18-B-02478 | 10 | 0121P00065000000 | 1619 CHISLETT ST, PITTSBURGH, PA 15206 | GOLDEN TERRANCE |  | NEW ONE STORY DETACHED GARAGE AT REAR | 7000
18-M-00736 | 19 | 0004C00177000000 | 125 W STATION SQUARE DR, PITTSBURGH, PA 15219 | FOREST CITY STATION SQUARE ASSOCIATES LP | LUGAILA MECHANICAL | RELATED TO 18-B-01942 | 42000
18-M-01069 | 2 | 0001C00167000001 | 603 STANWIX ST, PITTSBURGH, PA 15222 | HERTZ GATEWAY CENTER LP | LUGAILA MECHANICAL | REPLACEMENT AND/OR RELOCATION OF GRILLS, REGISTERS, AND DIFFUSERS RELATED TO 18-B-02154 | 5800
18-E-02116 | 15 | 0056L00151000000 | 105 ASHTON AVE, PITTSBURGH, PA 15207 | DENDY DUNCAN E & CORRINNE L (W) |  | INSTALL 150A SERVICE PANEL IN SINGLE FAMILY DWELLING | 500
18-OCC-00608 | 20 | 0018G00130000000 | 719 RIDGEMONT DR, PITTSBURGH, PA 15220 | CHARLES FRANKS |  | OCC ONLY | 0
18-E-02118 | 20 | 0019C00156000000 | 817 CHARTIERS AVE, PITTSBURGH, PA 15220 | AMBROGI DONNA |  | RECONNECT (2) 100A SERVICE PANELS | 73.53
18-B-02914 | 4 | 0028A00068000000 | 246 ROBINSON ST, PITTSBURGH, PA 15213 | DAWKINS GARFIELD & EDITH R (W) | J & L Construction | REPLACE SIDING ON SINGLE FAMILY DWELLING | 7000
18-B-02114 | 7 | 0051M00130000000 | 5550 CENTRE AVE, PITTSBURGH, PA 15232 | SOUTH NEGLEY ASSOCIATES | ZEUS CONSTRUCTION CO INC | INTERIOR RENOVATIONS TO 500 SQ FT RELOCATE EVENT PLANNING AREA AND INSTALL TWO REFRIGERATOR CASES. | 100000
18-E-02112 | 26 | 0163F00253000000 | 4468 CERISE PL, PITTSBURGH, PA 15214 | SOMMER MARY MCKERNAN |  | 150 AMP SERVICE FOR SINGLE FAMILY DWELLING | 600
18-F-00118 | 1 | 0002J00104000000 | 301 GRANT ST, PITTSBURGH, PA 15219 | PITTSBURGH CBD LLC | HATZEL & BUEHLER INC | RELATED TO 17-B-04471 | 2500
17-B-05209 | 8 | 0050S00242000000 | 175 LATHAM ST, PITTSBURGH, PA 15206 | WILBURN JASON JAVIER ANNABELLE (W) | NELCON INC | NEW ONE STORY SINGLE FAMILY DETACHED DWELLING WITH ONE CAR FRONT PARKING PAD AND 6FT PRIVACY FENCE | 0
18-E-02121 | 7 | 0052A00183020600 | 425 N NEVILLE ST, PITTSBURGH, PA 15213 | SCHAVONE PHILIP T & DIANE T (W) | PERSONAL ELECTRIC SERVICES | WORK ON EXISTING BRANCH CIRCUITS (POWER, LIGHTING AND SWITCHING) INCLUDING IN KIND REPLACEMENT OF CIRCUITS | 600
18-M-00586 | 1 | 0001G00239000000 | 11 STANWIX ST, PITTSBURGH, PA 15222 | G&I VIII MJW 11 STANWIX LLC | ENVIRONMENTAL AIR, INC. | HVAC RELATED TO 18-B-01474 | 82000
18-E-02122 | 14 | 0127J00021000000 | 1753 BEECHWOOD BLVD, PITTSBURGH, PA 15217 | REILLY GEORGE A & RUTH ANN | SPEC ELECTRIC COMPANY | INSTALL 200A SERVICE PANEL | 1985
18-B-02919 | 23 | 0024E00182000000 | 827 VISTA ST, PITTSBURGH, PA 15212 | ZYSKIND SHLOMIT TALISMAN | Vista Construction | INTERIOR AND EXTERIOR RENOVATION | 5000
18-B-02918 | 19 | 0004E00142000000 | 341 GRACE ST, PITTSBURGH, PA 15211 | FIRST SELECT HOLDINGS LLC | Vista Construction | INTERIOR AND EXTERIOR RENOVATION, ROOF, ABATE CONDEMNATION | 50000
18-M-00178 | 15 | 0056K00108000000 | 4944 2ND AVE, PITTSBURGH, PA 15207 | HAZELWOOD INITIATIVE INC | BRUCE'S REFRIGERATION & SUPPLY | GRD'S & DUCTWORK | 5500
18-B-02922 | 8 | 0050R00101000000 | 215 S AIKEN AVE, PITTSBURGH, PA 15206 | DUNAMIS VALUE FUND LLC | AMILLI PAINT & LANDSCAPING INC DBA GENESIS REMODELING | EXTERIOR RENOVATIONS TO REPLACE EXISTING GUTTERS AT A TWO STORY THREE FAMILY DWELLING | 1000
18-E-01748 | 11 | 0083B00029000000 | 5514 STANTON AVE, PITTSBURGH, PA 15206 | T CUTFLOWER LLC | NICHOLS & SON ELECTRIC LLC | (3) NEW 150 AMP & (1) NEW 100 PANELS SERVING (3) APARTMENTS. | 2000
18-E-02127 | 17 | 0014C00188000000 | 1009 SAINT MARTIN ST, PITTSBURGH, PA 15203 | HILLTOP REDEVELOPMENT LLC |  | REPAIR AND RECONNECT 100A SERVICE PANEL IN SINGLE FAMILY DWELLING | 800
18-E-00928 | 1 | 0001G00239000000 | 11 STANWIX ST, PITTSBURGH, PA 15222 | 11 STANWIX LLC | WOOD ELECTRICAL CONSTRUCTION | INSTALL FIXTURES | 30000
18-E-02125 | 19 | 0004G00119000000 | 12 E SYCAMORE ST, PITTSBURGH, PA 15211 | HAJJAH HOLDINGS LLC |  | REPAIR AND RECONNECT 100A SERVICE PANEL IN SINGLE FAMILY DWELLING | 800
18-B-02906 | 14 | 0086K00152000000 | 5605 DARLINGTON RD, PITTSBURGH, PA 15217 | PEOPLES BENJAMIN L & SARAH E DEUTSCH (W) | WEATHER SEAL HOME SERVICES INC | REPLACE EXISTING ROOF AT A TWO-STORY, TWO FAMILY DWELLING | 13500
18-B-02907 | 32 | 0061P00089000000 | 139 ROSWIN DR, PITTSBURGH, PA 15226 | JASON SPIRER | WEATHER SEAL HOME SERVICES INC | REPLACE EXISTING PATIO DOOR AT A ONE-STORY, SINGLE FAMILY DWELLING | 3500
18-B-02925 | 11 | 0083C00325000000 | 815 N HIGHLAND AVE, PITTSBURGH, PA 15206 | PEETS EMILY FAITH & MICHAEL L (H) | Cygnet Improvements Inc. | INTERIOR RENOVATIONS TO ENLARGE BATH ON 2ND FLOOR IN 2 STORY SINGLE FAMILY DWELLING | 23895
18-E-02132 | 14 | 0027S00150000001 | 5370 SCHENLEY DR, PITTSBURGH, PA 15217 | CITY OF PITTSBURGH |  | ELECTRICAL SERVICE | 2000
18-E-02131 | 19 | 0035F00223000000 | 1543 METHYL ST, PITTSBURGH, PA 15216 | JOHNSTON JAMES |  | ELECTRICAL ALTERATIONS | 2500
18-B-02797 | 23 | 0023M00139000000 | 1204 MIDDLE ST, PITTSBURGH, PA 15212 | REDDINGER ROBERT | WINDOWS R US LLC | REPLACEMENT WINDOWS IN 2 1/2 STORY SINGLE FAMILY DWELLING | 1407
18-E-02133 | 28 | 0041F00124000000 | 1339 OAKGLEN ST, PITTSBURGH, PA 15204 | TARULLO ANTHONY M |  | INSTALL 100A SERVICE PANEL IN SINGLE FAMILY DWELLING | 500
18-B-02799 | 19 | 0096E00279000000 | 1213 CHELTON AVE, PITTSBURGH, PA 15226 | OX & MONKEY PROPERTIES LLC | WINDOWS R US LLC | REPLACE ROOF AND REPLACEMENT WINDOWS IN 2 1/2 STORY SINGLE FAMILY DWELLING | 16859
18-B-02877 | 23 | 0024J00059000000 | 626 SUISMON ST, PITTSBURGH, PA 15212 | MUSCHAR HARRY C | WINDOWS R US LLC | REPLACEMENT WINDOWS IN 2 1/2 STORY SINGLE FAMILY DWELLING | 1372
18-M-01027 | 7 | 0084M00342000000 | 6434 DANIELLE ST, PITTSBURGH, PA 15206 | BAKERY SQUARE 2 LIVING HOLDINGSPARCEL C LP | MCMURRAY COOLING & HEATING INC | INSTALL (2) A/C UNITS, (2) FURNACES, DUCT THROUGHOUT NEW SINGLE FAMILY DWELLING | 12500
18-B-02876 | 19 | 0035H00056000000 | 1609 WESTFIELD ST, PITTSBURGH, PA 15216 | TAF CAPITAL LLC | WINDOWS R US LLC | REPLACEMENT WINDOWS IN 2 1/2 STORY SINGLE FAMILY DWELLING | 5384
18-M-01073 | 7 | 0084M00342000000 | 6430 DANIELLE ST, PITTSBURGH, PA 15206 | BAKERY SQUARE 2 LIVING HOLDINGSPARCEL C LP | MCMURRAY COOLING & HEATING INC | HVAC RELATED TO PERMIT 18-B-00701 | 12500
18-B-02796 | 10 | 0119S00125000A00 | 5315 DRESDEN WAY, PITTSBURGH, PA 15201 | BITTNER GEORJETTE M MCDONNELL RUAIRI | WINDOWS R US LLC | REPLACEMENT WINDOWS IN 2 1/2 STORY SINGLE FAMILY DWELLING | 2790
18-B-02782 | 27 | 0076F00053000000 | 1043 WOODS RUN AVE, PITTSBURGH, PA 15212 | GETHSEMANE PLACE LLC | ILKIN EXTERIORS | ROOF REPLACEMENT, EXTERIOR AND INTERIOR RENOVATION | 20000
18-M-01029 | 7 | 0084M00342000000 | 6440 DANIELLE ST, PITTSBURGH, PA 15206 | BAKERY SQUARE 2 LIVING HOLDINGSPARCEL C LP | MCMURRAY COOLING & HEATING INC | INSTALL (2) A/C UNITS, (2) FURNACES, DUCT THROUGHOUT NEW SINGLE FAMILY DWELLING | 12500
18-B-02878 | 19 | 0004P00154000000 | 209 SOUTHERN AVE, PITTSBURGH, PA 15211 | MMA 3 LLC | WINDOWS R US LLC | REPLACEMENT WINDOWS IN 2 1/2 STORY SINGLE FAMILY DWELLING | 2996
18-M-01075 | 30 | 0033K00017000000 | 306 REIFERT ST, PITTSBURGH, PA 15210 | JOSEPHS CERISE | R DAVIS MECHANICAL | INSTALL 30" X 30" AC UNIT AT REAR OF EXISTING 2 1/2 STORY SINGLE FAMILY DWELLING | 2900
18-M-01074 | 7 | 0084M00342000000 | 6446 DANIELLE ST, PITTSBURGH, PA 15206 | BAKERY SQUARE 2 LIVING HOLDINGSPARCEL C LP | MCMURRAY COOLING & HEATING INC | HVAC RELATED TO PERMIT 18-B-00698 | 12500
18-B-02879 | 19 | 0035K00138000000 | 585 COAST AVE, PITTSBURGH, PA 15216 | MITCHELL ANTHONY F JR | WINDOWS R US LLC | REPLACEMENT WINDOWS IN 2 STORY SINGLE FAMILY DWELLING | 3301
18-B-02928 | 15 | 0088E00205000000 | 732 HAZELWOOD AVE, PITTSBURGH, PA 15217 | HAWKER JAMES E |  | REPLACE EXISTING ROOF AT A TWO STORY TWO FAMILY DWELLING | 5000
8/8/2018
18-E-01962 | 32 | 0138J00380000000 | 2345 KINGWOOD ST, PITTSBURGH, PA 15234 | KOPP THOMAS EDWARD | B'S ELECTRIC | 100A SERVICE PANEL | 1000
18-S-00335 | 2 | 0002E00053000000 | 425 FORBES AVE, PITTSBURGH, PA 15219 | 400 5TH AVE L P | ALLIANCE FIRE SYSTEMS INC | INSTALL SPRINKLER IN 1ST FLOOR LOBBY ONLY RELATED TO 17-B-04338 | 1400
18-E-02134 | 27 | 0114G00280000000 | 3963 KLEBER ST, PITTSBURGH, PA 15212 | RIVER POINT RENOVATIONS L L C | MCCULLOUGH AND SONS CONSTRUCTION | ELECTRICAL SERVICE | 1000
18-OCC-00611 | 20 | 0063A00088000000 | 2440 SILVER OAK PL, PITTSBURGH, PA 15220 | LEWIS BONNIE J |  | OCC ONLY | 5000
18-E-01311 | 22 | 0008J00030000000 | 100 ART ROONEY AVE, PITTSBURGH, PA 15212 | SPORTS & EXHIBITION AUTH OF PITTSBURGH | BRONDER TECHNICAL SERVICES | ELECTRICAL WORK FOR REPLACEMENT OF RIBBON BOARD | 75000
18-E-01547 | 14 | 0126E00100000000 | 409 HASTINGS ST, PITTSBURGH, PA 15206 | LOMBARDI GABRIELLA | ARRAUJO ELECTRIC INC | ELECTRICAL ALTERATIONS FOR TWO FAMILY DWELLING | 4500
18-B-02913 | 6 | 0025H00102000000 | 3045 WIGGINS ST, PITTSBURGH, PA 15219 | STOWE SAMANTHA |  | BUILD REAR LANDING AND STAIRWAY, AMENDING 18-OCC-00388 | 3200
18-E-02136 | 19 | 0035H00021000000 | 1622 WESTFIELD ST, PITTSBURGH, PA 15216 | FARAH ALEXANDER HASSAN | WOLFPACK ELECTRIC LLC | 100 AMP SERVICE PANEL FOR SINGLE FAMILY DWELLING | 500
18-B-02322 | 1 | 0002J00158000000 | 225 ROSS ST, PITTSBURGH, PA 15219 | BRADY BUILDING LLC | BURNS & SCALO ROOFING CO | REPLACEMENT ROOF, GUTTERS, SOFFIT, AND FASCIA ON SIX-STORY STRUCTURE | 102984
18-M-00618 | 6 | 0025G00182000000 | 3046 PENN AVE, PITTSBURGH, PA 15201 | NANCY L WHALEN RESIDUARY TRUST | WEIDNER HEATING & A/C | WALL MOUNT MINI SPLIT | 6000
18-F-00261 | 6 | 0048S00220000000 | 3427 BUTLER ST, PITTSBURGH, PA 15201 | SQUARE VIEW APARTMENTS LP | GE ELECTRICAL GROUP LLC | ADD (3) AV DEVICES TO EXISTING FIRE ALARM | 1200
18-B-01308 | 9 | 0080P00183000000 | 4501 BUTLER ST, PITTSBURGH, PA 15201 | ZAGAS MICHAEL L | P2 CONTRACTING LLC | (AMENDMENT TO 17-B-03312 TO REVISE OUTDOOR SMOKER DETAILS) | 0
18-B-02414 | 2 | 0002A00188000000 | 411 7TH AVE, PITTSBURGH, PA 15219 | 411 SEVENTH AVENUE ASSOCIATES | RYCON CONSTRUCTION, INC | INTERIOR RENOVATIONS TO 16TH FLOOR IN EXISTING 16 STORY STRUCTURE | 438385
18-PLC-00076 | 14 | 0052K00140000000 | 1060 MOREWOOD AVE, PITTSBURGH, PA 15213 | CARNEGIE MELLON UNIVERSITY |  | NEW PLACARD - 305 OCC (THE UNDERGROUND) | 0
18-B-02790 | 25 | 0023E00300000000 | 1600 BRIGHTON RD, PITTSBURGH, PA 15212 | WAYTES RONETTA | TYLER JONES RENOVATIONS LLC | (AMEND PERMIT 17-B-03646 ) INTERIOR AND EXTERIOR RENOVATIONS AND STRUCTURAL REPAIRS TO FRONT WALL AT A 2.5 STORY STRUCTURE | 2150
18-E-02141 | 26 | 0077P00322000000 | 2655 ELLIS ST, PITTSBURGH, PA 15214 | BARRERA ISIDORO GATICA | UHLIG ELECTRIC COMPANY | ELECTRICAL SERVICE | 1000
18-E-02140 | 27 | 0045F00227000000 | 2624 STAYTON ST, PITTSBURGH, PA 15212 | GREENBUSH HOLDINGS LLC | UHLIG ELECTRIC COMPANY | ELECTRICAL SERVICE | 1000
18-OCC-00606 | 4 | 0028E00120000000 | 3333 5TH AVE, PITTSBURGH, PA 15213 | CARLOW UNIVERSITY |  | OCC ONLY - CARLOW UNIVERSITY SIGN | 0
17-B-02521 | 1 | 0001H00030000000 | 1 PPG PL, PITTSBURGH, PA 15222 | HRLP FOURTH AVENUE LLC | PRECISION BUILDERS INC | INTERIOR RENOVATIONS TO 5TH FLOOR IN A MULTI STORY STRUCTURE | 23350
17-B-02522 | 1 | 0001H00030000000 | 1 PPG PL, PITTSBURGH, PA 15222 | HRLP FOURTH AVENUE LLC | PRECISION BUILDERS INC | INTERIOR RENOVATIONS TO 8TH FLOOR IN A MULTI STORY STRUCTURE | 24500
18-B-02931 | 13 | 0232D00095000000 | 2026 REMINGTON DR, PITTSBURGH, PA 15221 | BARNETT RALPH O JR & JOSEPHINE (W) | SEARS HOME IMPROVEMENT PRODUCTS INC | (AMENDING PERMIT 18-B-02749 TO REPLACE) REPLACE ROOF AND INSTALL SIDING AT A TWO-STORY SINGLE FAMILY DWELLING | 23214
18-B-02932 | 15 | 0087J00169000000 | 1014 FLEMINGTON ST, PITTSBURGH, PA 15217 | BEZNER MEIR | SEARS HOME IMPROVEMENT PRODUCTS INC | REPLACE ROOF AT A TWO-STORY SINGLE FAMILY DWELLING | 11560
18-E-01909 | 14 | 0086A00185000000 | 1335 MURDOCH RD, PITTSBURGH, PA 15217 | LOFFREDA-MANCINELLI ANTONIO | ENERGY INDEPENDENT SOLUTIONS | 20 SOLAR PANELS ON ROOF OF 2 STORY SINGLE FAMILY DWELLING | 13250
18-B-00579 | 21 | 0007H00040000000 | 1020 RIDGE AVE, PITTSBURGH, PA 15233 | SHRIBER HOLDINGS LLC | MILLENNIUM CONSTRUCTORS LLC | ADDITION OF ROOF ACCESS STAIR AND ROOF DECK TO EXISTING STRUCTURE | 105000
18-E-02069 | 11 | 0083F00272000000 | 702 N SAINT CLAIR ST, PITTSBURGH, PA 15206 | CUMMINGS JUSTIN J SULLIVAN HARMONY (W) | ENERGY INDEPENDENT SOLUTIONS | 20 SOLAR PANELS ON ROOF OF 2 1/2 STORY SINGLE FAMILY DWELLING | 12775
18-COM-00061 | 5 | 0010R00175000001 | 2250 CENTRE AVE, PITTSBURGH, PA 15219 | BOARD OF PUBLIC EDUCATION OF THE SCHOOLDISTRICT OF PGH | GRAFT ELECTRIC, INC. | REPLACE 3 AND ADD 3 ANTENNA AND EQUIPMENT TO EXISTING SLEDS AT 59' ELEVATION ON PENTHOUSE ROOF OF THREE STORY SCHOOL | 15000
18-M-00675 | 4 | 0028C00169000000 | 3700 FORBES AVE, PITTSBURGH, PA 15213 | SCHWARTZ LINDA B | GREG HEUKESHOVEN HTG & AC | HVAC ALTERATIONS ASSOCIATED WITH INTERIOR RENOVATIONS (RELATED TO 18-B-01761) | 4800
18-COM-00062 | 20 | 0019C00166000000 | 822 CRUCIBLE ST, PITTSBURGH, PA 15220 | URBAN REDEVELOPMENT AUTH OF PITTSBURGH | GRAFT ELECTRIC, INC. | REPLACE 3 AND ADD 3 ANTENNA (6 TOTAL) AND EQUIPMENT ON TWO EXISTING SLEDS AND ONE EXISTING WALL MOUNTED INSTALLATION ON ROOF OF SCHOOL AS APPROVED BY COA #18-087. | 15000
18-B-02934 | 4 | 0027H00214000000 | 214 N CRAIG ST, PITTSBURGH, PA 15213 | STERLING LAND CO | UMBRELLA ROOFING SYSTEMS INC | ROOF REPAIR | 17064
18-M-01085 | 6 | 0049J00284000000 | 243 38TH ST, PITTSBURGH, PA 15201 | BARR PROPERTY DEVELOPEMENT | GREG HEUKESHOVEN HTG & AC | INSTALL FURNACE, A/C, DUCTWORK, AND MINI SPLIT | 8400
18-M-00778 | 2 | 0002F00278000000 | 600 5TH AVE, PITTSBURGH, PA 15219 | DUQUESNE UNIVERSITY HOLY SPIRIT | MCKAMISH | REMOVE EXISTING DUCT MAINS AND INSTALL NEW VAV BOXES ON GROUND AND ALL FLOORS INCLUDING INSTALL 34' X 8' ROOFTOP UNIT (LIBERMANN HALL BUILDING) | 171075
18-SGN-00112 | 7 | 0051S00265000000 | 601 FILBERT ST, PITTSBURGH, PA 15232 | BOARD OF PUBLIC EDUCATION OF SCHOOL DISTRICT OF PGH | VITAL SIGNS C/O SSKJ ENTERPRISES INC | NEW 12SQ. FT. GROUND MOUNTED BUSINESS ID SIGN REPLACING THE EXISTING SIGN | 0
18-B-02921 | 14 | 0088L00029000000 | 3220 BEECHWOOD BLVD, PITTSBURGH, PA 15217 | ZHOU HAOYU & SONG ZHANG (W) | FRANK'S INTERIOR SYSTEMS INC | INTERIOR RENOVATIONS ONLY TO A TWO-STORY SINGLE FAMILY DWELLING | 1200
18-B-01837 | 10 | 0081E00104000000 | 5307 CAMELIA ST, PITTSBURGH, PA 15201 | SZRAMOWSKI NATHAN | Stetor Enterprises | ( REFERENCE 18-B-01233) EXTERIOR AND INTERIOR RENOVATIONS AND INTERIOR STRUCTURAL RENOVATION,S AND REPLACE EXISTING WINDOWS AND DOORS AT A THREE -STORY SINGLE FAMILY DWELLING | 75000
18-B-02933 | 4 | 0027R00138000000 | 4215 5TH AVE, PITTSBURGH, PA 15213 | PGH ATHLETIC ASSN LAND CO | P.J. DICK INCORPORATED | INTERIOR DEMOLITION NON-STRUCTURAL AT A FIVE STORY STRUCTURE | 900000
17-B-04652 | 26 | 0115D00242000000 | 3933 PERRYSVILLE AVE, PITTSBURGH, PA 15214 | STELLA A PIPITONE TESTAMENTARY RESIDUARY TRUST | SIPES & SON GENERAL CONTRACTORS | INTERIOR RENOVATIONS TO A 2 STORY STRUCTURE ON PARCEL 115-D-242 | 60000
18-M-01088 | 12 | 0171E00150000000 | 815 FREEPORT RD, PITTSBURGH, PA 15215 | CITY OF PITTSBURGH | RUTHRAUFF SAUER | REPLACEMENT AND/OR RELOCATION OF GRILLS, REGISTERS, AND DIFFUSERS AND ALTERATIONS TO SUPPLY OR EXHAUST HVAC SYSTEMS WHICH DO NOT REQUIRE REPLACEMENT OF EXISTING PRIMARY SYSTEM EQUIPMENT | 3000
18-B-02940 | 12 | 0124P00095000000 | 6428 MEADOW ST, PITTSBURGH, PA 15206 | ANDERSON FELICIA D | Fulton Building & Remodeling | (AMEND PERMIT 18-B-02869 TO REPLACE) INTERIOR AND EXTERIOR RENOVATIONS AND REPLACE REAR ROOF AND REPLACE WINDOWS AND DOORS AND INSTALL ALUMINIUM AWNING (12' X 1') OVER EXISTING FRONT PORCH AT A TWO STORY SINGLE FAMILY DWELLING | 16000
8/9/2018
18-D-00136 | 24 | 0024G00021000000 | 1237 WELSER WAY, PITTSBURGH, PA 15212 | HEINLEIN GEORGE | UNIS DEMOLITION CO | DEMOLISH COMMERCIAL GARAGE | 7500
18-B-02030 | 4 | 0028B00304000000 | 200 LOTHROP ST, PITTSBURGH, PA 15213 | PRESBYTERIAN UNIVERSITY HOSPITAL | FACILITY SUPPORT SERVICES LLC | INTERIOR RENOVATIONS TO EXISTING PATHOLOGY LAB ON FLOORS 6A AND 7A IN 15 STORY HOSPITAL | 572800
17-M-01536 | 5 | 0011D00160000000 | 2520 WADSWORTH ST, PITTSBURGH, PA 15213 | OAKLAND PLANNING & DEVELOPMENT CORPORATION | CLIMATECH | HVAC RELATED TO PERMIT 17-B-02202 | 342000
18-B-02943 | 14 | 0085K00028000000 | 1210 S NEGLEY AVE, PITTSBURGH, PA 15217 | MOEINI SOHRAB STEVE | GUNTON CORPORATION | REPLACE WINDOWS AT A TWO-STORY SINGLE FAMILY DWELLING | 6000
18-E-01640 | 4 | 0028B00304000000 | 200 LOTHROP ST, PITTSBURGH, PA 15213 | PRESBYTERIAN UNIVERSITY HOSPITAL | HANLON ELECTRIC COMPANY | UPGRADE (3) EMERGENCY GENERATOR CONTROL PANELS & INSTALL (6) EMERGENCY POWER OFF BUTTONS IN SUB -BASEMENT. | 368000
18-B-02942 | 14 | 0086N00216000000 | 5501 BEACON ST, PITTSBURGH, PA 15217 | TAN RODERICK J HANRAHAN ELIZABETH C (W) | GUNTON CORPORATION | REPLACE WINDOWS AND DOORS AT A 2.5 STORY SINGLE FAMILY DWELLING | 3050
18-E-01664 | 28 | 0107R00001000000 | 563 NAPOR BLVD, PITTSBURGH, PA 15205 | MANGROVE CAY LP | J.W. PETERS ELECTRIC CO | ELECTRICAL ALTERATIONS RELATED TO 15-B-00285 | 113000
18-M-00760 | 2 | 0002A00025000000 | 820 LIBERTY AVE, PITTSBURGH, PA 15222 | PITTSBURGH TRUST FOR CULTURAL RESOURCES | HAYEES MECHANICAL | RENOVATION OF EXISTING INTERIOR AND EXTERIOR HVAC SYSTEMS ON ALL FLOORS RELATED TO 17-B-00806 | 192489
18-B-02892 | 11 | 0082H00001000002 | 7700 LAKE DR, PITTSBURGH, PA 15206 | CITY OF PITTSBURGH | ZOOLOGICAL SOCIETY OF PITTSBURGH | AMENDING PERMIT 17-B-04609 - BUILD NEW ONE STORY STRUCTURE | 1300000
18-B-02214 | 2 | 0001D00257000000 | 249 5TH AVE, PITTSBURGH, PA 15222 | PGH NATL BANK | IKM ARCHITECTURE | INTERIOR RENOVATIONS TO FOURTH FLOOR IN EXISTING 31 STORY STRUCTURE | 60000
18-E-02146 | 6 | 0049E00018000000 | 166 1/2 38TH ST, PITTSBURGH, PA 15201 | VILLA FRANK |  | INSTALL A/C DISCONNECT, FIXTURES & OUTLETS | 6000
18-B-02946 | 19 | 0035B00120000000 | 1514 RUTHERFORD AVE, PITTSBURGH, PA 15216 | STEEL TOWN HOLDINGS | Miles Construction | REPLACE EXISTING WOOD BOX GUTTERS WITH ALUMINUM BOX GUTTERS AT A TWO-STORY SINGLE FAMILY DWELLING | 3200
18-E-02147 | 10 | 0082E00190000000 | 1152 MORNINGSIDE AVE, PITTSBURGH, PA 15206 | DIDIANO VINCENT A & SABRINA A (W) | TRI-RIVERS ELECTRIC | REPLACE 100A SERVICE PANEL IN SINGLE FAMILY DWELLING | 500
18-B-02947 | 9 | 0049G00084000000 | 339 42ND ST, PITTSBURGH, PA 15201 | CHIANG CHI-L LEE PING-HSIEN | CityWide Maintenanc | DRYWALL REPLACEMENT WINDOWS REBUILD FRONT STEPS AND REPLACE RAILING OF 2 STORY SINGLE FAMILY DWELLING | 37000
18-PLC-00078 | 4 | 0027D00060000000 | 4500 CENTRE AVE, PITTSBURGH, PA 15213 | CD PARK 7 PITTSBURGH OWNER LLC |  | NEW PLACARD - 7TH FLOOR LOUNGE - 187 OCCUPANTS - RELATED 18-B-01107 | 0
18-B-02334 | 14 | 0128A00096000000 | 107 PHILLIPS PL, PITTSBURGH, PA 15217 | BERTOLINA VICTOR E & HARRIET K (W) | V and J Contracting LLC | BUILD A 265 SF ONE-STORY ADDITION AT REAR AND BUILD A SEMI-CIRCLE DECK AT REAR OF 2.5 STORY, SINGLE-FAMILY DWELLING | 100000
18-B-02894 | 4 | 0028P00111000000 | 357 LAWN ST, PITTSBURGH, PA 15213 | CASCIATO NICOLA J | Jardini Construction | INTERIOR RENOVATIONS AT A TWO-STORY TWO-FAMILY DWELLING | 400
18-OCC-00613 | 18 | 0014B00307000000 | 813 E WARRINGTON AVE, PITTSBURGH, PA 15210 | 813 EWA LLC |  | OCC ONLY | 2400
18-E-02148 | 7 | 0052D00017000000 | 5305 PEMBROKE PL, PITTSBURGH, PA 15232 | AUSTIN ANN W | MENDELSON ELECTRIC, LLC | FIXTURES, OUTLETS, SUB PANLES | 11000
18-M-01090 | 26 | 0047F00195000000 | 2170 RHINE ST, PITTSBURGH, PA 15212 | HCRA PROPERTIES I LLC | VENTEC REFRIGERATION INC | AMENDING PERMIT 18-M-01028 - HVAC TO REPLACE TWO ROOFTOP UNITS | 24770
18-M-01091 | 14 | 0127K00046000000 | 2100 BEECHWOOD BLVD, PITTSBURGH, PA 15217 | STECKEL ALAN J & FERN J (W) | VENTEC REFRIGERATION INC | HVAC TO REPLACE MINI SPLIT SYSTEM INTERIOR AND EXTERIOR UNITS | 6200
18-B-02950 | 27 | 0075H00068000000 | 3425 MCCLURE AVE, PITTSBURGH, PA 15212 | KENNARD ADAM |  | INTERIOR AND EXTERIOR RENOVATIONS AND REPLACE WINDOWS AT A 2.5-STORY TWO-FAMILY DWELLING | 5000
18-E-01975 | 14 | 0126N00039000000 | 1442 BARNSDALE ST, PITTSBURGH, PA 15217 | MINUTOLO MARCEL C | GMI ELECTRIC | 33 SOLAR PANELS ON ROOF OF 2 1/2 STORY SINGLE FAMILY DWELLING | 25080
18-B-02949 | 14 | 0087A00126000000 | 5521 HOBART ST, PITTSBURGH, PA 15217 | LIN TING | L & Y REMODELING | FIRE RESTORATION OF 2 1/2 STORY SINGLE FAMILY DWELLING | 60000
18-E-02150 | 10 | 0082E00164000000 | 1102 MORNINGSIDE AVE, PITTSBURGH, PA 15206 | CLARK KATHERINE A | PRODIGY ELECTRICAL GROUP | INSTALL FIXTURES & OUTLETS (REMOVE KNOB & TUBE) | 4000
18-B-02951 | 9 | 0049F00121000000 | 218 FISK ST, PITTSBURGH, PA 15201 | 2018WY-59, LLC | Pistella DESIGN | INTERIOR DEMOLITION NON-STRUCTURAL AT A THREE=STORY SINGLE FAMILY DWELLING | 4000
18-E-02152 | 23 | 0023M00131000A00 | 1213 MIDDLE ST, PITTSBURGH, PA 15212 | 1213 MIDDLE STREET TRUST | HARRIS ELECTRIC | 150 A SERVICE PANEL | 400
18-B-02952 | 14 | 0086C00003000000 | 5738 SOLWAY ST, PITTSBURGH, PA 15217 | WAYNE DENNIS O & URSULA (W) |  | 15FT DIAMETER POOL AT REAR OF 2 1/2 STORY SINGLE FAMILY DWELLING, AMENDING 16-OCC-00530 | 2600
18-E-02153 | 10 | 0050F00095000000 | 4928 ROSETTA ST, PITTSBURGH, PA 15224 | STIPETICH KAREN K |  | REWIRE OF SINGLE FAMILY DWELLING | 600
18-B-02954 | 19 | 0006L00256000000 | 207 SWEETBRIAR ST, PITTSBURGH, PA 15211 | BOWSER JAY MITCHEL | CHARM BUILDERS LTD | ROOF REPLACEMENT ON A TWO FAMILY HOME | 6970
18-E-02154 | 28 | 0071F00260000000 | 3832 CHARTIERS AVE, PITTSBURGH, PA 15204 | LUKEE BONITA A |  | 100A SERVICE PANEL | 1200
18-OCC-00614 | 31 | 0091L00278000000 | 4675 MAPLEDALE DR, PITTSBURGH, PA 15120 | MCDONALD ROY C III |  | OCC ONLY | 1800
18-OCC-00437 | 8 | 0084B00200000000 | 125 S BEATTY ST, PITTSBURGH, PA 15206 | ALPHA 4 LP |  | CHANGE OF 3,270 SQUARE FEET FROM STORAGE TO OFFICE (GENERAL) ON 2ND FLOOR OF 2 STORY BUILDING. | 1
18-E-02157 | 24 | 0048N00103000000 | 1825 ELBOW ST, PITTSBURGH, PA 15212 | FALLON ROBERT | WERNER ELECTRICAL | ELECTRICAL ALTERATIONS RELATED 18-B-02038 | 5000
18-E-02156 | 6 | 0026B00326000000 | 3707 MELWOOD AVE, PITTSBURGH, PA 15213 | PITTSBURGH PH REAL ESTATE LLC | WERNER ELECTRICAL | NEW CONSTRUCTION RELATED 17-B-04121 | 9000
18-E-02155 | 14 | 0085S00039000000 | 1348 DENNISTON ST, PITTSBURGH, PA 15217 | FISHER KENNETH S & AMANDA J GODLEY (W) | WERNER ELECTRICAL | RELATED 18-B-02897 | 500
18-E-02100 | 2 | 0002A00188000000 | 411 7TH AVE, PITTSBURGH, PA 15219 | 411 SEVENTH AVENUE ASSOCIATES |  | INSTALL FIXTURES & OUTLETS ON EXISTING BRANCH CIRCUITS | 80000
18-F-00315 | 4 | 0028B00304000000 | 200 LOTHROP ST, PITTSBURGH, PA 15213 | PRESBYTERIAN UNIVERSITY HOSPITAL | M & J ELECTRICAL CONTRACTING INC | RELOCATE ONE STROBE ON FOURTH FLOOR ROOM B454.4 RELATED TO 18-B-02066 | 250
18-E-02158 | 4 | 0028B00304000000 | 200 LOTHROP ST, PITTSBURGH, PA 15213 | PRESBYTERIAN UNIVERSITY HOSPITAL | M & J ELECTRICAL CONTRACTING INC | WORK ON EXISTING BRANCH CIRCUITS INCLUDING IN KIND REPLACEMENT OF CIRCUITS WITH THE ADDITION OF ONE NEW 208V/30A (OR LESS) CIRCUIT FOR LIGHTING ON 4TH FLOOR ROOM B454.4 RELATED TO 18-B-02066 | 7500
18-B-02959 | 7 | 0084N00339000000 | 5808 HOLDEN ST, PITTSBURGH, PA 15232 | DVONCH CHRISTINE LOUISE |  | EXTERIOR RENOVATIONS TO REPLACE FLOORING FOR THE FRONT PORCH. | 1200
18-E-02163 | 10 | 0082B00045000000 | 1408 CHISLETT ST, PITTSBURGH, PA 15206 | REIMER WALLACE F & DEBRA D (W) | R LINN ELECTRIC | WHOLE HOUSE NEW CONSTRUCTION | 20000
18-B-02961 | 10 | 0080D00050000000 | 5241 CARNEGIE ST, PITTSBURGH, PA 15201 | RUGER NATHAN | HOME DEPOT USA | EXTERIOR RENOVATION TO INLCUDE SIDING REPLACEMENT | 2018
18-B-02848 | 17 | 0003M00186000000 | 86 S 14TH ST, PITTSBURGH, PA 15203 | REIS ANDREW L |  | (AMEND 18-B-00257 TO REPLACE) INTERIOR RENOVATIONS ONLY AT A ONE STORY SINGLE FAMILY DWELLING. ADD NEW TOILET AND SINK UNDER STAIRS TO ATTIC | 6000
18-E-02164 | 9 | 0049M00279000000 | 4532 FRIENDSHIP AVE, PITTSBURGH, PA 15224 | MILGATE CAPITAL LLC | BONNIES ELECTRIC LLC | TOTAL REWIRE OF TWO FAMILY DWELLING RELATED TO 18-B-00734 | 5000
18-E-02162 | 9 | 0049M00279000000 | 4446 MILGATE ST, PITTSBURGH, PA 15224 | MILGATE CAPITAL LLC | BONNIES ELECTRIC LLC | TOTAL REWIRE OF TWO FAMILY DWELLING RELATED TO 18-B-00035 | 5000
18-OCC-00616 | 10 | 0120R00227000000 | 1038 DOWNLOOK ST, PITTSBURGH, PA 15201 | STARESINIC THOMAS J |  | FENCES TO THE REAR AND SIDE OF SINGLE FAMILY DWELLING | 0
18-E-01591 | 24 | 0048K00325000000 | 600 WATERFRONT DR, PITTSBURGH, PA 15222 | MCH WATERFRONT LLC | HILLTOP ELECTRIC | 2ND FLOOR ELECTRICAL REVISIONS...RELATED 18-B-02095 | 14700
18-S-00353 | 27 | 0045E00338000000 | 2700 SHADELAND AVE, PITTSBURGH, PA 15212 | BLACKWELLS LLC | ADVANCED FIRE COMPANY INC | INSTALL NEW ANSUL FIRE SUPPRESSION SYSTEM RELATED TO 18-M-00221 | 1700
18-M-01089 | 9 | 0049B00306000000 | 249 43RD ST, PITTSBURGH, PA 15201 | COYLE JOSEPH A |  | REPLACE (1) A/C UNIT, DUCT WORK & FURNACE | 9500
8/10/2018
18-E-02166 | 8 | 0049S00337000000 | 313 1/2 ELLA ST, PITTSBURGH, PA 15224 | SAMUELS JOHN JACK | CW ELECTRICAL SERVICES | INSTALL OUTLETS, FIXTURES, 100A SERVICE PANEL IN SINGLE FAMILY DWELLING | 1200
18-B-02900 | 29 | 0060L00033000000 | 1636 OAKHURST ST, PITTSBURGH, PA 15210 | RDH INVESTMENTS LLC | WALLACE & ASSOCIATES | INTERIOR AND EXTERIOR RENOVATION | 1000
18-E-01783 | 4 | 0028J00103000000 | 3301 FORBES AVE, PITTSBURGH, PA 15213 | CARLOW COLLEGE | RIGHT ELECTRIC | DISCONNECT/OUTLETS/TRANSFORMER/150A SUBPANEL | 22000
18-B-02964 | 22 | 0023K00071000000 | 1246 RESACA PL, PITTSBURGH, PA 15212 | RADELET JOHN T & MARIROSE A (W) | BRIAN PODGORSKI CONSTRUCTION | WINDOWS | 10000
18-E-00878 | 10 | 0050S00004000000 | 5349 PENN AVE, PITTSBURGH, PA 15224 | FISHER GEORGE & CAROLE A (W) | LOFFERT ELECTRIC LLC | INSTALL FIXTURES & OUTLETS | 5000
18-E-02167 | 14 | 0052S00086000000 | 5150 BEELER ST, PITTSBURGH, PA 15217 | OTT GORDON YEE & JULIE CHIN (W) | DR. ELECTRIC | INSTALL FIXTURES & OUTLETS | 1000
18-OCC-00617 | 12 | 0172P00095000000 | 7073 CAMPANIA AVE, PITTSBURGH, PA 15206 | SHAW KURT C |  |  | 2400
18-B-02967 | 19 | 0035B00146000000 | 1509 RUTHERFORD AVE, PITTSBURGH, PA 15216 | IRELAND THOMAS P & LESLIE J GRUBICH | DECKED OUT BY DON | REPLACE EXISTING FRONT PORCH (8 FT X 20 FT) SAME LOCATION, SAME SIZE, SAME DIMENSIONS AT TWO STORY, SINGLE FAMILY DWELLING | 8000
18-B-01981 | 19 | 0004G00007000000 | 18 GREENBUSH ST, PITTSBURGH, PA 15211 | BROOKS & BLAIR SOUTHSIDE PROPERTIES LP | BROOKS AND BLAIR SOUTHSIDE PROPERTIES | NEW CONSTRUCTION OF SINGLE FAMILY ATTACHED DWELLING ON PARCEL 4-G-7 | 270000
18-B-01982 | 19 | 0004G00006000000 | 20 GREENBUSH ST, PITTSBURGH, PA 15211 | BROOKS & BLAIR SOUTHSIDE PROPERTIES LP | BROOKS AND BLAIR SOUTHSIDE PROPERTIES | NEW CONSTRUCTION OF SINGLE FAMILY ATTACHED DWELLING ON PARCEL 4-G-6 | 270000
18-E-02169 | 31 | 0185S00151000000 | 1129 MCELHINNY AVE, PITTSBURGH, PA 15207 | FENK JOHN J JR & DIANE (W) |  | INSTALL FIXTURES & OUTLETS | 500
18-E-02168 | 9 | 0049K00222000000 | 293 FISK ST, PITTSBURGH, PA 15201 | IRLBACHER RICHARD F & MARGARET M FLIT |  | TOTAL REWIRE | 6500
18-E-02170 | 7 | 0084R00168000000 | 601 EMERSON ST, PITTSBURGH, PA 15206 | RICHARDSON ANTHONY R & ANDREA S (W) | INSTANT ELECTRIC CO. | INSTALL FIXTURES & OUTLETS | 3000
18-E-02171 | 9 | 0050N00054000000 | 4646 FRIENDSHIP AVE, PITTSBURGH, PA 15224 | BLOOMFIELD FACTORY ASSOCIATES | INSTANT ELECTRIC CO. | RECONNECT 100A SERVICE | 200
18-B-02785 | 19 | 0096K00266000000 | 1638 SEATON ST, PITTSBURGH, PA 15226 | ZAKOWSKI VALERIE J | VYTEX CORPORATION | REPLACE WINDOWS AT A ONE STORY SINGLE FAMILY DWELLING | 4023
18-B-02784 | 19 | 0096J00038000000 | 1401 CHELTON AVE, PITTSBURGH, PA 15226 | BREWER HEATHER A | VYTEX CORPORATION | REPLACE WINDOWS AT A TWO-STORY SINGLE FAMILY DWELLING | 2662
18-M-00899 | 13 | 0174J00142000000 | 701 N HOMEWOOD AVE, PITTSBURGH, PA 15208 | COMMUNITY COLLEGE OF ALLEGHENY COUNTY |  | INSTALL NEW MINISPLIT SYSTEM 18" X 36" X 30" ON ROOF OF THREE STORY INSTITUTIONAL BUILDING | 6000
18-B-02963 | 26 | 0162P00026000000 | 127 ROOSEVELT AVE, PITTSBURGH, PA 15214 | MALSCH TERRENCE S JR | VYTEX CORPORATION | REPLACE EXISTING WINDOWS AT A ONE STORY SINGLE FAMILY DWELLING | 6532
18-M-00489 | 26 | 0115H00110000000 | 3875 PERRYSVILLE AVE, PITTSBURGH, PA 15214 | BOARD OF PUBLIC EDUCATION CITY OF PITTSBURGH PA |  | INTERIOR RENOVATION OF SUB BASEMENT JROTC RELATED TO 12-B-00546 | 1200
18-F-00274 | 2 | 0001D00190000000 | 620 LIBERTY AVE, PITTSBURGH, PA 15222 | PITTSBURGH NATIONAL BANK | MILLER ELECTRIC CONSTRUCTION, INC | FIRE ALARM ALTERATIONS ASSOCIATED WITH 18-B-00071 | 92120
18-OCC-00562 | 8 | 0051H00122000000 | 420 ROUP AVE, PITTSBURGH, PA 15232 | BAUM BOULEVARD INVESTORS LP |  | TEMPORARY OCCUPANCY OF 8,861 SQ. FT ON THE 3RD FLOOR AS OFFICE (GENERAL)...EXPIRES 10/31/18 | 0
18-E-01788 | 2 | 0001D00012000000 | 120 5TH AVE, PITTSBURGH, PA 15222 | PGH NATIONAL BANK TRUSTEE | MILLER ELECTRIC CONSTRUCTION, INC | ELECTRICAL ALTERATIONS RELATED TO 18-M-00119 | 165000
18-B-02968 | 26 | 0046F00068000000 | 2453 PERRYSVILLE AVE, PITTSBURGH, PA 15214 | WOLFINGER J ANDREW |  | INTERIOR AND EXTERIOR RENOVATIONS REPLACE EXISTING DOORS AT A SINGLE FAMILY DWELLING | 25000
18-B-02137 | 14 | 0053B00050000000 | 121 TECH ST, PITTSBURGH, PA 15213 | CARNEGIE MELLON UNIVERSITY | P.J. DICK INCORPORATED | INTERIOR RENOVATIONS ONLY | 760000
18-B-02969 | 14 | 0088D00054000000 | 2889 BEECHWOOD BLVD, PITTSBURGH, PA 15217 | WISNU YOS I & SHIERLY I (W) |  | BUILD A SHED AT THE WEST SIDE OF A TWO-STORY SINGLE FAMILY DWELLING | 7000
18-M-01096 | 14 | 0126E00242000000 | 338 S LINDEN AVE, PITTSBURGH, PA 15208 | DAVIES BENJAMIN J & SARAH D (W) | CLIMATECH INC |  | 4500
18-B-02970 | 5 | 0010M00080000000 | 513 FRANCIS ST, PITTSBURGH, PA 15219 | CHRISTIAN GERMANY WANDA S | D F CONTRACTING | EXTERIOR RENOVATIONS CONCRETE AND MASONRY REPAIRS TO EXTERIOR WALLS AT A TWO-STORY, TWO FAMILY DWELLING | 11215
18-M-00918 | 2 | 0009P00050000200 | 1001 LIBERTY AVE, PITTSBURGH, PA 15222 | SPUS8 LIBERTY CENTER LP | ENVIRONMENTAL AIR, INC. | RELATED TO 18-B-01375 | 58000
18-M-00247 | 8 | 0051H00122000000 | 420 ROUP AVE, PITTSBURGH, PA 15232 | BAUM BOULEVARD INVESTORS LP |  | HVAC ALTERATIONS TO 3RD FLOOR - WEST, INCLDING NEW R.T.U... RELATED TO 18-B-00580 | 60000
18-B-02972 | 9 | 0049K00206000000 | 4023 ARSENAL PL, PITTSBURGH, PA 15201 | BENTON GILLIAN E | Dans Handyman Services Inc | INTERIOR RENOVATION | 2350
18-B-02854 | 27 | 0114G00070000000 | 4000 BRIGHTON RD, PITTSBURGH, PA 15212 | KELLER DANIEL G & MOIRA A (W) | WINDOW WORLD OF PITTSBURGH LLC | REPLACE WINDOWS AT A TWO STORY SINGLE FAMILY DWELLING | 3947
18-B-02853 | 29 | 0060C00357000000 | 100 LAUGHLIN AVE, PITTSBURGH, PA 15210 | HALLE JENNIFER L | WINDOW WORLD OF PITTSBURGH LLC | REPLACE WINDOWS AT A 2.5 STORY SINGLE FAMILY DWELLING | 3330
18-E-01564 | 19 | 0006M00024000000 | 1104 GRANDVIEW AVE, #3, PITTSBURGH, PA 15211 | DOMINICK TODD A & MICHELE J (W) |  | RELATED TO 18-B-01226 | 40000
18-B-02852 | 24 | 0024G00274000000 | 1150 BASIN ST, PITTSBURGH, PA 15212 | MURPHY FRANK M & PATRICIA M (W) | WINDOW WORLD OF PITTSBURGH LLC | REPLACE WINDOWS AT A 1.5-STORY SINGLE FAMILY DWELLING | 1281
18-B-02855 | 32 | 0095K00022000000 | 305 QUEENSTON ST, PITTSBURGH, PA 15210 | LYONS HODGE W AND SYLVIA R LYONS (W) | WINDOW WORLD OF PITTSBURGH LLC | REPLACE WINDOWS AT A TWO-STORY SINGLE FAMILY DWELLING | 916
18-B-02971 | 20 | 0071L00180000000 | 1442 ISOLINE ST, PITTSBURGH, PA 15204 | BENNETT RICHARD E & RHONDA A (W) | WINDOW WORLD OF PITTSBURGH LLC | REPLACE WINDOWS AT A 1.5-STORY SINGLE FAMILY DWELLING | 4347
18-B-02856 | 7 | 0084G00130000000 | 237 EMERSON ST, PITTSBURGH, PA 15206 | FLORES BRENDA | WINDOW WORLD OF PITTSBURGH LLC | REPLACE WINDOWS AT A TWO STORY SINGLE FAMILY DWELLING | 3405
18-B-02975 | 15 | 0087N00038000000 | 4129 FRANK ST, PITTSBURGH, PA 15217 | MEANOR RYAN GEORGE | WINDOW WORLD OF PITTSBURGH LLC | REPLACE WINDOWS AT A TWO-STORY SINGLE FAMILY DWELLING | 3856
18-B-02857 | 28 | 0040F00032000000 | 1636 CUMBERLAND ST, PITTSBURGH, PA 15205 | APPELT BRUCE & CATHLEEN JANE (W) | WINDOW WORLD OF PITTSBURGH LLC | REPLACE WINDOWS AT A 1.5 STORY SINGLE FAMILY DWELLING | 8670
18-E-02174 | 11 | 0083A00180000000 | 5501 HAYS ST, PITTSBURGH, PA 15206 | LIANG THOMAS | OAKMONT | RELATED TO 17-B-03594 TOTAL REWIRE | 3000
18-B-00635 | 20 | 0016A00050000000 | 945 MCKINNEY LN, PITTSBURGH, PA 15220 | WALSH BRIAN C & KATHLEEN F (W) |  | REPLACEMENT WINDOWS AND INTERIOR RENOVATIONS AND 54' 8" X 18' 3/4" ONE STORY ADDITION AT SOUTHERLY END OF ONE STORY SINGLE FAMILY DWELLING (AKA 945 MANNKA DR) | 200000
18-E-02175 | 14 | 0087E00050000000 | 5542 POCUSSET ST, PITTSBURGH, PA 15217 | FEDERAL NATIONAL MORTGAGE ASSOCIATION | OAKMONT | 100A SERVICE PANEL | 1000
18-E-02176 | 13 | 0232H00052000000 | 1935 ROBINSON BLVD, PITTSBURGH, PA 15221 | TEMPEST PROPERTY MANAGEMENT LLC | OAKMONT | TOTAL REWIRE RELATED TO 18-B-02120 | 1000
18-F-00099 | 8 | 0051H00122000000 | 420 ROUP AVE, PITTSBURGH, PA 15232 | BAUM BOULEVARD INVESTORS LP |  | FIRE ALARM REVISIONS TO 3RD FLOOR TENANT SPACE...RELATED TO 18-B-00580 | 8000
18-B-01521 | 13 | 0174R00196000000 | 623 BRUSHTON AVE, PITTSBURGH, PA 15208 | GREEN ONEEKAH | EMMETT MILES DEVELOPMENT GROUP | ABATE CONDEMNATION OF 3 STORY STRUCTURE | 3000
18-B-02839 | 11 | 0083N00340000000 | 5491 PENN AVE, PITTSBURGH, PA 15206 | MUSIAL KIMBERLY | CHRONICK RENOVATIONS | REVISED - (AMENDING 17-B-04267 TO REPLACE) INTERIOR RENOVATIONS NEW FLOORING BARN DOOR ROOM DIVIDER CREATE HALLWAY IN CONDO UNIT B101 | 30000
18-B-02978 | 26 | 0077F00141000000 | 19 WATSON BLVD, PITTSBURGH, PA 15214 | BALCOM DARIAN |  | IN-KIND REPAIRS TO FRONT PORCH ON SINGLE FAMILY DWELLING | 0
18-E-02142 | 10 | 0081C00016000000 | 4603 STANTON AVE, PITTSBURGH, PA 15201 | CITY OF PITTSBURGH | ALLEGHENY CITY ELECTRIC | ELECTRICAL TEMP SERVICE | 0
18-B-02980 | 19 | 0096A00161000000 | 1114 BELLAIRE AVE, PITTSBURGH, PA 15226 | BASHER MOHAMED N | HOME DEPOT USA | REROOF 2 1/2 STORY SINGLE FAMILY DWELLING | 10643
18-E-02179 | 11 | 0082H00001000002 | 1401 WASHINGTON BLVD, PITTSBURGH, PA 15206 | CITY OF PITTSBURGH | ALLEGHENY CITY ELECTRIC | 100 SERVICE PANEL | 0
18-B-00737 | 1 | 0001M00150000000 | 420 BLVD OF THE ALLIES, PITTSBURGH, PA 15219 | 420 ALLIES LLC | STRADA ARCHITECTURE LLC | (AMENDING 17-B-04826) INTERIOR RENOVATIONS. EXTERIOR RENOVATIONS TO THE NINE-STORY STRUCTURE CONSIST OF FACADE REPAIRS, INCLUDING WINDOWS AND DOORS, NEW ACCESSIBILITY RAMP AND FRONT ENTRANCE, NEW ACCESSIBLE PARKING SPACE, REVISIONS TO THE REAR LOADING, AND A NEW ROOFTOP PATIO. | 0
18-E-02180 | 11 | 0082H00001000002 | 1 LAKE DR, PITTSBURGH, PA 15206 | CITY OF PITTSBURGH | ALLEGHENY CITY ELECTRIC | 100A SERVICE PANEL | 0
18-E-02181 | 11 | 0082H00001000002 | 1 LAKE DR, PITTSBURGH, PA 15206 | CITY OF PITTSBURGH | ALLEGHENY CITY ELECTRIC | 100 A SERVICE PANEL | 0
17-S-00281 | 1 | 0001M00150000000 | 420 BLVD OF THE ALLIES BLVD, PITTSBURGH, PA 15219 | 420 ALLIES LLC | GRUNAU COMPANY INC | FIRE SUPPRESSION ALTERATIONS | 20000
8/13/2018
18-E-02183 | 10 | 0080G00127000A00 | 5103 BERLIN WAY, PITTSBURGH, PA 15201 | LAW LAWRENCE J JR & MARY C (W) | DOLAN ELECTRIC | INSTALL 100A SERVICE PANEL IN SINGLE FAMILY DWELLING | 1600
18-E-02182 | 9 | 0080K00063000000 | 4731 HATFIELD ST, PITTSBURGH, PA 15201 | BAGIN CHRISTIAN C & CATHERINE M (W) | DOLAN ELECTRIC | INSTALL OUTLETS, FIXTURES, 100A SUBPANEL IN SINGLE FAMILY DWELLING | 10000
18-B-02987 | 25 | 0046R00106000000 | 1901 MEADVILLE ST, PITTSBURGH, PA 15214 | JACK DAVID | WILLIAM BILES | ONE STORY FRONT PORCH ENCLOSURE , SECOND LEVEL REAR DECK, 4FT HIGH OPEN FENCE ALONG REAR SIDE YARD AND FIRST FLOOR REAR ENTRY WITH STAIRWAY FOR SINGLE FAMILY DWELLING, AMENDING 18-B-00421 | 3000
18-S-00365 | 14 | 0052K00140000000 | 1060 MOREWOOD AVE, PITTSBURGH, PA 15213 | CARNEGIE MELLON UNIVERSITY | PFE FIRE AND SAFETY CORPORATION | INSTALL FIRE SUPPRESSION SYSTEM ASSOCIATED WITH 18-B-00772 AND18-M-00341 | 2500
18-E-00526 | 4 | 0028B00304000000 | 200 LOTHROP ST, PITTSBURGH, PA 15213 | PRESBYTERIAN UNIVERSITY HOSPITAL | WELLINGTON POWER CORPORATION | RELOCATE 1600 AMP EMERGENCY FEEDER FROM EXISTING GENERATOR TO 2ND FLOOR CEILING SPACE...CONNECT TEMPORARY GENERATOR TO 1600 AMP SWITCHGEAR DURING CHANGEOVER... RELATED 17-B-02542 | 275000
18-E-02185 | 14 | 0086M00123000000 | 6329 DARLINGTON RD, PITTSBURGH, PA 15217 | YU MING TONG & MAXINE C (W) | VALLEY ELECTRIC CO. | INSTALL 200A SERVICE PANEL | 2000
18-E-01518 | 20 | 0019C00270000000 | 805 STEUBEN ST, PITTSBURGH, PA 15220 | YOUNG RICHARD A & CELESTE J (W) | VALLEY ELECTRIC CO. | INSTALL 200A SERVICE PANEL | 2000
18-F-00249 | 4 | 0028E00120000000 | 3333 5TH AVE, PITTSBURGH, PA 15213 | CARLOW UNIVERSITY | RIGHT ELECTRIC | RELATED 18-B-01202 | 26000
18-B-03001 | 14 | 0087F00193000000 | 5701 POCUSSET ST, PITTSBURGH, PA 15217 | GEVAUDAN RAYMOND E JR & DENISE M (W) | THERMO TWIN INDUSTRIES | REPLACE WINDOWS AT A TWO-STORY TWO FAMILY DWELLING | 2100
18-B-03003 | 26 | 0115F00240000100 | 620 BRIGHTON WOODS RD, PITTSBURGH, PA 15212 | BEASLEY MICHAEL & VERNITA ANNETTA (W) | THERMO TWIN INDUSTRIES | REPLACE WINDOWS AT A TWO-STORY SINGLE FAMILY DWELLING | 6640
18-B-03002 | 17 | 0014D00007000000 | 4 MONASTERY ST, PITTSBURGH, PA 15203 | VILLELLA ORLANDO | THERMO TWIN INDUSTRIES | REPLACE WINDOWS AT A TWO-STORY SINGLE FAMILY DWELLING | 2500
18-B-00912 | 9 | 0049B00020000A00 | 192 43RD 1/2 ST, PITTSBURGH, PA 15201 | TMNL LLC | TMNL LLC. | INTERIOR AND EXTERIOR RENOVATIONS TO INCLUDE REPLACEMENT WINDOWS, DOORS, ROOF, AND GENERAL REPAIRS FOR 2.5 STORY, SINGLE-FAMILY DWELLING | 15000
18-B-02193 | 19 | 0015J00071000000 | 14 WILLS ST, PITTSBURGH, PA 15211 | TMNL LLC | TMNL LLC. | INTERIOR AND EXTERIOR RENOVATIONS TO INCLUDE ADJUST ROOF LINE (NO HIGHER), REPLACEMENT WINDOWS AND DOORS, AND REBUILD PORCH AT REAR (SAME SIZE AND DIMENSIONS) FOR 2.5 STORY, SINGLE-FAMILY DWELLING | 0
18-OCC-00583 | 4 | 0027D00060000000 | 4500 CENTRE AVE, PITTSBURGH, PA 15213 | CD PARK 7 PITTSBURGH OWNER LLC |  | TEMP OCC | 0
18-OCC-00584 | 4 | 0027D00060000000 | 4500 CENTRE AVE, PITTSBURGH, PA 15213 | CD PARK 7 PITTSBURGH OWNER LLC |  | TEMP OCC | 0
18-D-00141 | 14 | 0086K00253000000 | 5705 DARLINGTON RD, PITTSBURGH, PA 15213 | ST EDMUNDS ACADEMY | P.J. DICK INCORPORATED | PARTIAL DEMO OF EXISTING FIELDHOUSE | 100000
18-D-00150 | 13 | 0175G00128000000 | 7722 SUSQUEHANNA ST, PITTSBURGH, PA 15208 | PEEBLES THOMAS | A & B DEMOLITION SERVICES INC | RAZE 2 STORY SINGLE FAMILY DWELLING | 20000
18-E-02187 | 23 | 0024E00117000000 | 840 SPRING GARDEN AVE, PITTSBURGH, PA 15212 | PINRE HOLDINGS LP | MNT ELECTRICAL CONTRACTING LLC | AMENDING PERMIT 18-E-01951 INSTALL FIXTURES & OUTLETS | 1200
18-B-03008 | 10 | 0080D00242000000 | 5312 KEYSTONE ST, PITTSBURGH, PA 15201 | LEMON MICHAEL P |  | INSTALL A 24 FT ROUND SWIMMING POOL AT THE REAR OF A EXISTING 2.5-STORY SINGLE FAMILY DWELLING, AMENDING 18-B-02592 | 5000
18-M-00658 | 12 | 0171E00150000000 | 815 FREEPORT RD, PITTSBURGH, PA 15215 | CITY OF PITTSBURGH | GUNNING MECHANICAL | NEW DUCTWORK, AC AND CONDENSING UNITS RELATED 18-B-01701 | 60844
18-M-01018 | 2 | 0002A00275000000 | 436 7TH AVE, PITTSBURGH, PA 15219 | KOPPERS LENDER ASSOCIATES LP | GUNNING MECHANICAL | (AMENDMENT TO 18-M-00137) HVAC ALTERATIONS ON 29TH FLOOR RELATED TO 18-B-00334 | 4368
18-E-01811 | 12 | 0124K00331000000 | 1237 WASHINGTON BLVD, PITTSBURGH, PA 15206 | RAMPA EMILY | BORRASSO ELECTRIC CO | SERVICE UPGRADE: NEW 200 AMP METER & SERVICE PANEL. | 2800
18-OCC-00619 | 29 | 0060M00379000000 | 215 POPLARGROVE ST, PITTSBURGH, PA 15210 | FREUND STEVEN R |  | OCC ONLY | 2500
18-B-00190 | 9 | 0049E00201000000 | 177 40TH ST, PITTSBURGH, PA 15201 | CENTURY HOSPITALITY LAWRENCEVILLE LLC | FRANJO CONSTRUCTION CORP | AMENDING 17-B-01869. INTERIOR RENOVATIONS. EXTERIOR RENOVATIONS TO INCLUDE FAÇADE, WINDOW AND DOOR WORK, NEW ADDITION, AND SITE WORK TO INCLUDE NEW EXTERIOR WALLS. | 1
18-B-03009 | 23 | 0023S00244000000 | 714 CEDAR AVE, PITTSBURGH, PA 15212 | ELLYN INC | ALLEN CONSTRUCTION | INTERIOR RENOVATIONS AT UNIT #6 ONLY, AT A THREE-STORY, SIX FAMILY DWELLINGS | 1200
18-E-02189 | 22 | 0023K00125000000 | 413 N TAYLOR AVE, PITTSBURGH, PA 15212 | NORTH PROPERTIES RESIDENCES I LLC |  | ALTERRATION | 3000
18-E-02190 | 25 | 0022H00227000000 | 1617 BRIGHTON PL, PITTSBURGH, PA 15212 | NORTH SIDE ASSOCIATES |  | TOTAL REWIRE | 4500
18-M-01104 | 1 | 0011J00176000000 | 1723 LOCUST ST, PITTSBURGH, PA 15219 | CLARK LOCUST II LLC |  | REPLACE EXISTING A/C UNIT, FURNACE & DUCTWORK WITH NEW | 7500
18-D-00161 | 23 | 0024J00391000000 | 820 SUISMON ST, PITTSBURGH, PA 15212 | CLARKE & JO LLC |  | DEMOLISHING REAR ADDITION ONLY | 5000
18-E-01661 | 11 | 0084C00163000000 | 6025 PENN AVE, PITTSBURGH, PA 15206 | SOLOMON EITAN |  | INSTALL FIXTURES, OUTLETS, DISCONNECT & SUBPANELS | 2000
18-E-02191 | 25 | 0022H00200000000 | 1706 BRIGHTON PL, PITTSBURGH, PA 15212 | NORTH PROPERTIES RESIDENCES I LLC |  | INSTALL OUTLETS, FIXTURES, 30A A/C DISCONNECT, 100A HOUSE PANEL IN TWO FAMILY HOME | 500
18-OCC-00620 | 17 | 0003M00339000000 | 127 S 12TH ST, PITTSBURGH, PA 15203 | BAXENDELL ERIC J & KIMBERLEY M (W) |  | OCC ONLY | 1000
18-B-02313 | 25 | 0023E00132000000 | 1618 MONTEREY ST, PITTSBURGH, PA 15212 | NORTH SIDE ASSOCIATES | MISTICK CONSTRUCTION COMPANY | INTERIOR AND EXTERIOR RENOVATIONS TO INCLUDE CONCRETE AND MASONRY RESTORATION, REPAIR/REPLACE WINDOWS, REPLACE ROOF AT A TWO-STORY, SINGLE FAMILY DWELLING | 75000
18-M-00668 | 8 | 0084B00059000000 | 6018 PENN AVE, PITTSBURGH, PA 15206 | WALNUT CAPITAL - PENN HIGHLAND LP | LAKEWOOD MECHANICAL | DUCTWORK, DIFFUSERS, AND BATH EX FAN ON 1ST FLOOR RELATED TO 18-B-00268 | 15000
18-B-01786 | 21 | 0022C00173000000 | 1009 MORRISON ST, PITTSBURGH, PA 15212 | NORTH SIDE ASSOCIATES | MISTICK CONSTRUCTION COMPANY | INTERIOR AND EXTERIOR RENOVATIONS TO INCLUDE REPLACEMENT WINDOWS AND DOORS, AND ROOF FOR TWO-STORY, SINGLE-FAMILY DWELLING | 75000
18-B-01802 | 21 | 0022C00087000000 | 1120 MORRISON ST, PITTSBURGH, PA 15212 | NORTH SIDE ASSOCIATES | MISTICK CONSTRUCTION COMPANY | INTERIOR AND EXTERIOR RENOVATIONS AND REPLACE EXISTING WINDOWS AND REPLACE EXISTING ROOF AND CONCRETE AND MASONARY RESTORATION AT A TWO-STORY SINGLE FAMILY DWELLING | 75000
18-M-00540 | 8 | 0084B00059000000 | 6000 PENN AVE, PITTSBURGH, PA 15206 | WALNUT CAPITAL - PENN HIGHLAND LP | LAKEWOOD MECHANICAL | INSTALL (1) NEW AIR HANDLER, RELOCATE (1) EXISTING AIR HANDLER, INSTALL (2) NEW CONDENSERS | 20000
18-B-02283 | 21 | 0022C00113000000 | 1008 MORRISON ST, PITTSBURGH, PA 15212 | NORTH SIDE ASSOCIATES | MISTICK CONSTRUCTION COMPANY | INTERIOR AND EXTERIOR RENOVATIONS TO INCLUDE CONCRETE AND MASONRY RESTORATION, REPAIR/REPLACE WINDOWS, REPLACE ROOF AT A 2.5-STORY, SINGLE FAMILY DWELLING | 75000
18-B-02287 | 21 | 0022G00028000000 | 1119 MORRISON ST, PITTSBURGH, PA 15212 | NORTH SIDE ASSOCIATES | MISTICK CONSTRUCTION COMPANY | INTERIOR AND EXTERIOR RENOVATIONS TO INCLUDE CONCRETE AND MASONRY RESTORATION, REPAIR/REPLACE WINDOWS, REPLACE ROOF AT A TWO-STORY, SINGLE FAMILY DWELLING | 75000
17-B-03368 | 23 | 0023S00113000000 | 606 CEDAR AVE, PITTSBURGH, PA 15212 | DAVIS PROPERTIES HOLDING CO LLC | MORGAN PROPERTY & CONSTRUCTION CONSULTANTS INC | IN-KIND REPAIR/REPLACEMENT OF FRONT BALCONIES PER CERT OF APPROPRIATENESS #17-118 ON 4 STORY MULTI FAMILY DWELLING | 80000
18-B-01583 | 23 | 0023S00113000000 | 606 CEDAR AVE, PITTSBURGH, PA 15212 | DAVIS PROPERTIES HOLDING CO LLC | MORGAN PROPERTY & CONSTRUCTION CONSULTANTS INC | INTERIOR RENOVATIONS. EXTERIOR WORK TO INCLUDE NEW ELEVATOR PENTHOUSE, WINDOWS, DOORS, REPAIRS TO FIRE ESCAPE. SITE WORK TO INCLUDE NEW WOOD FENCE, PLANTERS, STEPS. | 400000
18-B-02945 | 15 | 0088E00050000000 | 744 MONTCLAIR ST, PITTSBURGH, PA 15217 | HENDERSON DANIELLE L & TRAVIS M (H) |  | EXTERIOR RENOVATIONS TO FRONT PORCH. | 1
18-S-00389 | 22 | 0023M00012000000 | 320 E NORTH AVE, PITTSBURGH, PA 15212 | ALLEGHENY GENERAL HOSPITAL | PREFERRED FIRE PROTECTION INC | AMENDING PERMIT 18-S-00315 INSTALL NEW PRE-ACTION SYSTEM | 43300
18-B-03016 | 22 | 0008A00020000000 | 816 WESTERN AVE, PITTSBURGH, PA 15233 | MADDEN ANDREW M | ALSIDE DIVISION OF ASSOCIATED MATERIALS LLC | REPLACE WINDOWS AT A THREE-STORY THREE FAMILY DWELLING | 6200
18-B-03018 | 7 | 0052F00268000000 | 5020 CASTLEMAN ST, PITTSBURGH, PA 15232 | CAPEL FELTON JEFFREY III & KAMIKA BLUE (W) | CENTURY INTERIORS INC | INTERIOR RENOVATIONS NON-STRUCTURAL AND REPLACE WINDOWS AT A 2.5-STORY SINGLE FAMILY DWELLING | 120000
18-B-03017 | 25 | 0023B00174000000 | 1672 PERRYSVILLE AVE, PITTSBURGH, PA 15212 | COPE CORY G IV |  | INTERIOR DEMOLITION NON-STRUCTURAL AT A TWO-STORY SINGLE FAMILY DWELLING | 5000
18-B-03005 | 19 | 0062R00149000000 | 521 BROOKLINE BLVD, PITTSBURGH, PA 15226 | RMPT, LLC | STONECREST RESTORATION | ABATE CONDEMNATION INTERIOR AND EXTERIOR RENOVATIONS REPLACE ROOF AND SOFIA REPLACE WINDOWS AND DOORS AND CONCRETE MASONRY REPAIRS AT A 2.5 STORY MULTI FAMILY DWELLING | 15000
18-E-00369 | 15 | 0056K00108000000 | 4944 2ND AVE, PITTSBURGH, PA 15207 | HAZELWOOD INITIATIVE INC |  | INSTALL FIXTURES & OUTLETS...RELATED TO 18-B-00381 | 1500
18-S-00425 | 1 | 0002J00104000000 | 301 GRANT ST, PITTSBURGH, PA 15219 | PITTSBURGH CBD LLC | PREFERRED FIRE PROTECTION INC | RELOCATE & CONVERT SPRINKLER HEADS | 7700
18-S-00424 | 1 | 0001H00184000000 | 260 FORBES AVE, PITTSBURGH, PA 15222 | GARDENS AT MARKET SQUARE LP | PREFERRED FIRE PROTECTION INC | RELOCATE & CONVERT SPRINKLER HEADS | 5200
18-S-00423 | 21 | 0007L00032000000 | 777 CASINO DR, PITTSBURGH, PA 15212 | HOLDINGS ACQUISITION CO LP | PREFERRED FIRE PROTECTION INC | RELOCATE SPRINKLER HEADS | 15459
18-S-00422 | 21 | 0007L00032000000 | 777 CASINO DR, PITTSBURGH, PA 15212 | HOLDINGS ACQUISITION CO LP | PREFERRED FIRE PROTECTION INC | RELOCATE SPRINKLER HEADS | 4000
18-S-00421 | 1 | 0002J00104000000 | 301 GRANT ST, PITTSBURGH, PA 15219 | PITTSBURGH CBD LLC | PREFERRED FIRE PROTECTION INC | RELOCATE SPRINKLER HEADS | 5298
18-B-03019 | 15 | 0055C00041000000 | 4232 SHIELDS ST, PITTSBURGH, PA 15207 | BENJAMIN UPHAM | EXTREME DECKS | BUILD A (12 FT X 12 FT X 7 FT) DECK WITH STEPS TO GRADE AT THE REAR OF A 1.5-STORY SINGLE FAMILY DWELLING | 5000
8/14/2018
18-B-02387 | 21 | 0022C00089000000 | 1116 MORRISON ST, PITTSBURGH, PA 15212 | NORTH SIDE ASSOCIATES | MISTICK CONSTRUCTION COMPANY | INTERIOR AND EXTERIOR RENOVATIONS TO INCLUDE CONCRETE AND MASONRY RESTORATION, REPAIR/REPLACE WINDOWS, REPLACE ROOF AT A TWO-STORY, TWO FAMILY DWELLING | 1
18-B-02280 | 21 | 0022G00098000000 | 1005 LAMONT ST, PITTSBURGH, PA 15212 | NORTH SIDE ASSOCIATES | MISTICK CONSTRUCTION COMPANY | INTERIOR AND EXTERIOR RENOVATIONS TO INCLUDE CONCRETE AND MASONRY RESTORATION, REPAIR/REPLACE WINDOWS, REPLACE ROOF, AT A TWO-STORY, SINGLE FAMILY DWELLING | 1
18-B-01799 | 21 | 0022C00093000000 | 1108 MORRISON ST, PITTSBURGH, PA 15212 | NORTH SIDE ASSOCIATES | MISTICK CONSTRUCTION COMPANY | INTERIOR AND EXTERIOR RENOVATIONS AND REPLACE EXISTING WINDOWS AND REPLACE EXISTING ROOF AND CONCRETE AND MASONARY RESTORATION AT A TWO-STORY SINGLE FAMILY DWELLING | 0
18-B-01789 | 21 | 0022C00110000000 | 1014 MORRISON ST, PITTSBURGH, PA 15212 | NORTH SIDE ASSOCIATES | MISTICK CONSTRUCTION COMPANY | INTERIOR AND EXTERIOR RENOVATIONS TO INCLUDE CONCRETE AND MASONRY RESTORATION, REPAIR/REPLACE WINDOWS, AND REPLACEMENT ROOF FOR TWO-STORY, TWO-FAMILY DWELLING | 0
18-B-01787 | 21 | 0022C00111000000 | 1012 MORRISON ST, PITTSBURGH, PA 15212 | NORTH SIDE ASSOCIATES | MISTICK CONSTRUCTION COMPANY | INTERIOR AND EXTERIOR RENOVATIONS TO INCLUDE REPLACE/REPAIR WINDOWS/DOORS AND REPLACEMENT ROOF FOR 2.5 STORY, TWO-FAMILY DWELLING | 0
18-B-02266 | 21 | 0022G00083000000 | 1004 KIRKBRIDE ST, PITTSBURGH, PA 15212 | NORTH SIDE ASSOCIATES | MISTICK CONSTRUCTION COMPANY | INTERIOR AND EXTERIOR RENOVATIONS TO INCLUDE CONCRETE AND MASONRY RESTORATION, REPAIR/REPLACE WINDOWS, REPLACE ROOF AND REPLACE DORMER, AND MANSARD AT A TWO-STORY, SINGLE FAMILY DWELLING | 1
18-B-02234 | 21 | 0022G00034000000 | 1915 SAINT IVES ST, PITTSBURGH, PA 15212 | NORTH SIDE ASSOCIATES | MISTICK CONSTRUCTION COMPANY | INTERIOR AND EXTERIOR RENOVATIONS TO INCLUDE CONCRETE AND MASONRY RESTORATION, REPAIR/REPLACE WINDOWS, REPLACE ROOF, AT A TWO-STORY, SINGLE FAMILY DWELLING | 75000
18-B-01355 | 25 | 0022G00193000000 | 944 CALIFORNIA AVE, PITTSBURGH, PA 15212 | NORTH SIDE ASSOCIATES | MISTICK CONSTRUCTION COMPANY | INTERIOR AND EXTERIOR RENOVATIONS TO INCLUDE REPLACEMENT WINDOWS AND ROOF, AND BUILD NEW CONCRETE STEPS AT REAR AND REPAIRS TO STEPS AT FRONT FOR THREE-STORY, TWO-FAMILY DWELLING | 125000
18-B-01801 | 21 | 0022G00027000000 | 1121 MORRISON ST, PITTSBURGH, PA 15212 | NORTH SIDE ASSOCIATES | MISTICK CONSTRUCTION COMPANY | INTERIOR AND EXTERIOR RENOVATIONS AND REPLACE EXISTING WINDOWS AND REPLACE EXISTING ROOF AND CONCRETE AND MASONARY RESTORATION AT A TWO-STORY SINGLE FAMILY DWELLING | 75000
18-B-03021 | 17 | 0003S00041000000 | 34 HACKSTOWN ST, PITTSBURGH, PA 15203 | SNAIL HOUSES LLC | JMV REALTY LLC | INTERIOR AND EXTERIOR RENOVATION, ROOF REPLACEMENT | 80000
18-B-01803 | 21 | 0022C00086000000 | 1122 MORRISON ST, PITTSBURGH, PA 15212 | NORTH SIDE ASSOCIATES | MISTICK CONSTRUCTION COMPANY | INTERIOR AND EXTERIOR RENOVATIONS AND REPLACE EXISTING WINDOWS AND REPLACE EXISTING ROOF AND CONCRETE AND MASONARY RESTORATION AT A TWO-STORY SINGLE FAMILY DWELLING | 75000
18-B-02316 | 25 | 0023J00075000000 | 513 JACKSONIA ST, PITTSBURGH, PA 15212 | NORTH SIDE ASSOCIATES | MISTICK CONSTRUCTION COMPANY | INTERIOR AND EXTERIOR RENOVATIONS TO INCLUDE CONCRETE AND MASONRY RESTORATION, REPAIR/REPLACE WINDOWS, REPLACE ROOF AT A TWO-STORY, SINGLE FAMILY DWELLING | 1
18-B-02320 | 25 | 0023J00078000000 | 519 JACKSONIA ST, PITTSBURGH, PA 15212 | NORTH SIDE ASSOCIATES | MISTICK CONSTRUCTION COMPANY | INTERIOR AND EXTERIOR RENOVATIONS TO INCLUDE CONCRETE AND MASONRY RESTORATION REPAIR /REPLACE WINDOWS, REPLACE ROOF AT A TWO-STORY, TWO- FAMILY DWELLING | 1
18-E-02195 | 14 | 0126M00156000000 | 122 LEXINGTON PL, PITTSBURGH, PA 15208 | OTOOLE JAMES D & MARY E (W) |  | 200 A SERVICE | 750
18-B-01905 | 14 | 0053B00100000000 | 4815 FREW ST, PITTSBURGH, PA 15213 | CITY OF PITTSBURGH | MOSITES CONSTRUCTION COMPANY | STRUCTURAL WORK PORTER HALL | 1000000
18-E-01782 | 2 | 0001C00167000001 | 603 STANWIX ST, PITTSBURGH, PA 15222 | HERTZ GATEWAY CENTER LP | HANLON ELECTRIC COMPANY | NEW LIGHTING AND OUTLETS RELATED TO 18-B-02154/ENERGY INSP FOR LIGHTING-COMCHECK 2009 IECC | 82000
18-B-00864 | 1 | 0002M00070000000 | 1400 LOCUST ST, PITTSBURGH, PA 15219 | MERCY HOSPITAL OF PITTSBURGH | RADELET MCCARTHY INC. | INTERIOR RENOVATIONS TO MULTIPLE FLOORS IN EXISTING HOSPITAL | 2508000
18-B-01548 | 12 | 0171H00185000000 | 1028 FREEPORT RD, PITTSBURGH, PA 15238 | CFT NV DEVELOPMENTS LLC | VISIBLE CONSTRUCTION | INSTALL NEW FENCING IN FRONT AND SIDE OF EXISTING RESTAURANT | 7500
18-M-00769 | 3 | 0002F00185000000 | 112 WASHINGTON PL, PITTSBURGH, PA 15219 | CHATHAM II LIMITED PARTNERSHIP | HAMPTON MECHANICAL, INC. | NEW HVAC SYSTEMS/EQUIPMENT RELATED 17-B-01828/ENERGY INSP-COMCHECK 2009 IECC | 1800000
18-M-00819 | 3 | 0002F00166000000 | 112 WASHINGTON PL, PITTSBURGH, PA 15219 | ONE CHATHAM LLC | HAMPTON MECHANICAL, INC. | INSTALL VRF HEAT PUMP HVAC SYSTEM AND ERV FOR PENGUIN'S FOUNDATION FIT OUT ON 3RD FLOOR RELATED TO 17-B-00456/energy insp-comcheck 2009 iecc | 77236
18-B-02823 | 11 | 0083C00160000000 | 927 N HIGHLAND AVE, PITTSBURGH, PA 15206 | POMPOSINI LARRY D & MARJI SUE (W) |  | EXTERIOR RENOVATIONS TO REPLACE EXISTING FRONT PORCH (9' X 25') WITH ROOF SAME LOCATION, AT A 2.5 STORY SINGLE FAMILY DWELLING | 3000
18-E-02196 | 14 | 0126E00261000000 | 6819 REYNOLDS ST, PITTSBURGH, PA 15208 | RE LESLIE |  | ELECTRICAL WORK GAZEBO RELATED TO 18-B-01323 | 1800
18-S-00342 | 16 | 0030B00200000000 | 3200 SOUTH WATER ST, PITTSBURGH, PA 15210 | UPMC PRESBYTERIAN | FIRE FIGHTER SALES & SERVICE CO | RELOCATE SPRINKLERS ON GROUND FLOOR. (RELATED TO 18-B-01166) | 10448
18-B-03024 | 9 | 0049A00285000000 | 166 ALMOND WAY, PITTSBURGH, PA 15201 | KOSIK STEFAN |  | ( AMEND PERMIT 18-B-01234 TO REPLACE) INTERIOR RENOVATIONS NON-STRUCTURAL AT A TWO-STORY SINGLE FAMILY DWELLING | 4000
18-E-02198 | 1 | 0011J00176000000 | 1723 LOCUST ST, PITTSBURGH, PA 15219 | CLARK LOCUST II LLC |  | RELATED TO 18-B-02213 150A SERVICE PANEL | 900
18-B-02851 | 14 | 0085S00211000000 | 6524 WILKINS AVE, PITTSBURGH, PA 15217 | BORETSKY KAREN R | CREWS CONTRACTING LLC | REPLACING 18-B-01253 EXTERIOR AND INTERIOR RENOVATION, FRONT DOOR AND CANOPY | 45000
18-B-02728 | 17 | 0012E00323000000 | 1805 E CARSON ST, PITTSBURGH, PA 15203 | BENIGNI GLENN R & MICHELLE (W) | CREWS CONTRACTING LLC | EXTERIOR RENOVATIONS TO EXISTING RESTAURANT AS APPROVED COA #18-093 | 15000
18-B-03032 | 14 | 0177A00163000000 | 1028 MACON AVE, PITTSBURGH, PA 15218 | KIM LEE | Matthews Wall Anchor & Waterproofing LLC | INSTALL 8 WALL ANCHORS FOR FOUNDATION STABILIZATION OF REAR TWO-CAR GARAGE AT A TWO-STORY TWO FAMILY DWELLING | 4970
18-B-02646 | 27 | 0114M00022000000 | 3809 BRIGHTON RD, PITTSBURGH, PA 15212 | 3809 BRIGHTON ROAD LLC | GOEHRING CONTRACTING | REPLACEMENT ROOF FOR TWO-STORY, TWO-FAMILY DWELLING | 8000
18-E-01629 | 1 | 0002K00114000000 | 700 FORBES AVE, PITTSBURGH, PA 15219 | DUQUESNE UNIVERSITY OF THE HOLY SPIRIT | FERRY ELECTRIC COMPANY | ELECTRIC RELATED TO 18-B-00757 | 500000
18-F-00233 | 1 | 0002F00335000000 | 711 FORBES AVE, PITTSBURGH, PA 15219 | DUQUESNE UNIVERSITY OF THE HOLY GHOST | FERRY ELECTRIC COMPANY | FIRE ALARM ALTERATIONS RELATED 18-B-01218 | 3000
18-F-00246 | 1 | 0002K00114000000 | 700 FORBES AVE, PITTSBURGH, PA 15219 | DUQUESNE UNIVERSITY OF THE HOLY SPIRIT | FERRY ELECTRIC COMPANY | FIRE ALARM ALTERATIONS - 18-B-00757 | 15000
18-M-01107 | 11 | 0083A00072000000 | 5445 BLACK ST, PITTSBURGH, PA 15206 | BERNA & MCHALE LLC |  | INSTALL (2) NEW A/C UNITS | 500
18-COM-00063 | 19 | 0034E00101000000 | 1509 WEST LIBERTY AVE, PITTSBURGH, PA 15226 | DEAN JAMES S | GRAFT ELECTRIC, INC. | REPLACE 2, ADD 2 (4 TOTAL) AND RELOCATE 2 ANTENNA AND EQUIPMENT ON EXISTING WALL MOUNTED INSTALLATION AT 49' ELEVATION. NEW EQUIPMENT AND ANTENNAS PAINTED TO MATCH. | 15000
17-B-03686 | 24 | 0024C00059000000 | 1311 DIANA ST, PITTSBURGH, PA 15212 | VESCIO JORDAN | Street Contracting | STRUCTURAL INTERIOR RENOVATIONS TO CREATE OPEN PLAN IN 2 1/2 STORY SINGLE FAMILY DWELLING | 1200
18-M-01108 | 9 | 0080G00026000000 | 4921 HATFIELD ST, PITTSBURGH, PA 15201 | MARSHALL SCOTT W & JOAN L (W) | HOFFNER HEATING & AIR CONDITIONING | NEW CONDENSING UNIT AND DUCTWORK | 7500
18-B-02209 | 3 | 0009S00030000000 | 1711 BEDFORD AVE, PITTSBURGH, PA 15219 | SHONDOR REALTY LLC | Street Contracting | INTERIOR AND EXTERIOR RENOVATION, ROOF REPLACEMENT | 15000
18-B-03036 | 10 | 0050K00333000000 | 5011 PENN AVE, PITTSBURGH, PA 15224 | STREET CONTRACTING, LLC | STREET CONTRACTING | INTERIOR DEMOLITION NON-STRUCTURAL INTERIOR AND EXTERIOR RENOVATIONS AND REPLACE ROOF AND REPLACE WINDOWS AND DOOR AND CONCRETE AND MASONRY REPAIRS AND FRONT FACADE REPAIRS AT A THREE STORY THREE FAMILY DWELLING | 45000
18-E-01243 | 4 | 0029F00085000000 | 100 TECHNOLOGY DR, PITTSBURGH, PA 15219 | MB PITTSBURGH BRIDGESIDE DST | CLISTA ELECTRIC INC | 3RD FLOOR ELECTRICAL REVISONS TO ACCOMODATE OCCUPATIONAL THERAPY AREA...RELATED 18-B-01575 | 40000
18-E-02202 | 19 | 0035R00204000000 | 1841 DAGMAR AVE, PITTSBURGH, PA 15216 | PROF-2013-S3 LEGAL TITLE TRUST II | BONNIES ELECTRIC LLC | ELECTRICAL ALTERATIONS RELATED 18-B-02522 | 600
18-E-02203 | 10 | 0082K00009000000 | 5424 HAMPTON ST, PITTSBURGH, PA 15206 | MALONEY GERARD | POWER PROS INC | INSTALL GENERATOR | 7750
18-B-03040 | 10 | 0119S00075000000 | 5425 CARNEGIE ST, PITTSBURGH, PA 15201 | TSE MING | L & Y REMODELING | REPLACE PORCH AWNING ON FRONT OF 2 1/2 STORY SINGLE FAMILY DWELLING | 2000
18-F-00289 | 14 | 0052K00140000000 | 1060 MOREWOOD AVE, PITTSBURGH, PA 15213 | CARNEGIE MELLON UNIVERSITY | KIRBY ELECTRIC | INSTALL FIRE ALARM @ BASEMENT DINING AREA... RELATED 18-B-00772 | 200000
18-M-01111 | 7 | 0084K00097000000 | 347 SPAHR ST, PITTSBURGH, PA 15232 | GOLDFEIN STEPHANIE N | J.R.B. HEATING & COOLING | INSTALL 2 FURNACES 2 AC UNITS AND DUCT WORK | 15000
18-M-01110 | 10 | 0080D00106000000 | 5246 CARNEGIE ST, PITTSBURGH, PA 15201 | 5246 CARNEGIE LLC | J.R.B. HEATING & COOLING | RELATED 18-B-00943 INSTALL NEW AC UNIT REPLACE FURNACE AND DUCT WORK | 15500
18-E-01856 | 2 | 0001D00012000000 | 120 5TH AVE, PITTSBURGH, PA 15222 | PGH NATIONAL BANK TRUSTEE | MILLER ELECTRIC CONSTRUCTION, INC | ELECTRICAL RENOVATIONS ASSOCIATED WITH NEW CONDENSER WATER GEOTHERMAL SYSTEM...RELATED 18-M-00663. | 29200
18-B-03041 | 14 | 0086N00076000000 | 5510 BARTLETT ST, PITTSBURGH, PA 15217 | BIENSTOCK DEBORAH & KAREN LIPSITZ | Pittsburgh Property Remodelers LLC | REPAIR FASCIA AND INTERIOR RENOVATIONS TO EXISTING 2 1/2 STORY SINGLE FAMILY DWELLING | 30000
18-S-00397 | 1 | 0002K00004000000 | 600 FORBES AVE, PITTSBURGH, PA 15219 | DUQUESNE UNIVERSITY | PREFERRED FIRE PROTECTION INC | (AMENDMENT TO 18-S-00305) NEW SPRINKLER SYSTEM ON PARTIAL FIRST FLOOR PLAN RELATED TO 18-B-00363 | 29300
18-E-02205 | 14 | 0053D00231000000 | 159 TECHVIEW TER, PITTSBURGH, PA 15213 | COPPERSMITH LAUREL ANN | WALDRON ELECTRIC HVAC LLC | INSTALL FIXTURES & OUTLETS | 1250
18-B-03035 | 11 | 0050H00139009500 | 402 N AIKEN AVE, PITTSBURGH, PA 15206 | ESPERANZA HOMEWOOD LLC | KADESH CONSTRUCTION GROUP LLC | INTERIOR AND EXTERIOR RENOVATIONS AND REPLACE FRONT PORCH ROOF AND REPLACE WINDOWS AND DOORS AT A TWO-STORY, 10 UNIT ROW DWELLING | 6500
18-B-03034 | 11 | 0050H00139009500 | 404 N AIKEN AVE, PITTSBURGH, PA 15206 | ESPERANZA HOMEWOOD LLC | KADESH CONSTRUCTION GROUP LLC | INTERIOR AND EXTERIOR RENOVATIONS AND REPLACE FRONT PORCH ROOF AND REPLACE WINDOWS AND DOORS AT A TWO-STORY, 10 UNIT ROW DWELLING | 6500
18-B-03033 | 11 | 0050H00139009500 | 406 N AIKEN AVE, PITTSBURGH, PA 15206 | ESPERANZA HOMEWOOD LLC | KADESH CONSTRUCTION GROUP LLC | INTERIOR AND EXTERIOR RENOVATIONS AND REPLACE FRONT PORCH ROOF AND REPLACE WINDOWS AND DOORS AT A TWO-STORY, 10 UNIT ROW DWELLING | 6500
18-B-03031 | 11 | 0050H00139009500 | 408 N AIKEN AVE, PITTSBURGH, PA 15206 | ESPERANZA HOMEWOOD LLC | KADESH CONSTRUCTION GROUP LLC | INTERIOR AND EXTERIOR RENOVATIONS AND REPLACE FRONT PORCH ROOF AND REPLACE WINDOWS AND DOORS AT A TWO-STORY, 10 UNIT ROW DWELLING | 6500
18-B-03030 | 11 | 0050H00139009500 | 410 N AIKEN AVE, PITTSBURGH, PA 15206 | ESPERANZA HOMEWOOD LLC | KADESH CONSTRUCTION GROUP LLC | INTERIOR AND EXTERIOR RENOVATIONS AND REPLACE FRONT PORCH ROOF AND REPLACE WINDOWS AND DOORS AT A TWO-STORY, 10 UNIT ROW DWELLING | 6500
18-B-03029 | 11 | 0050H00139009500 | 412 N AIKEN AVE, PITTSBURGH, PA 15206 | ESPERANZA HOMEWOOD LLC | KADESH CONSTRUCTION GROUP LLC | INTERIOR AND EXTERIOR RENOVATIONS AND REPLACE FRONT PORCH ROOF AND REPLACE WINDOWS AND DOORS AT A TWO-STORY, 10 UNIT ROW DWELLING | 6500
18-B-03028 | 11 | 0050H00139009500 | 400 N AIKEN AVE, PITTSBURGH, PA 15206 | ESPERANZA HOMEWOOD LLC | KADESH CONSTRUCTION GROUP LLC | (AMEND PERMIT 18-B-01369 TO REPLACE) INTERIOR AND EXTERIOR RENOVATIONS AND REPLACE FRONT PORCH ROOF AND REPLACE WINDOWS AND DOORS AT A TWO-STORY 10 UNIT ROW DWELLING | 6500
18-B-03027 | 11 | 0050H00139009500 | 414 N AIKEN AVE, PITTSBURGH, PA 15206 | ESPERANZA HOMEWOOD LLC | KADESH CONSTRUCTION GROUP LLC | INTERIOR AND EXTERIOR RENOVATIONS AND REPLACE FRONT PORCH ROOF AND REPLACE WINDOWS AND DOORS AT A TWO-STORY, 10 UNIT ROW DWELLING | 6500
18-B-03026 | 11 | 0050H00139009500 | 416 1/2 N AIKEN AVE, PITTSBURGH, PA 15206 | ESPERANZA HOMEWOOD LLC | KADESH CONSTRUCTION GROUP LLC | INTERIOR AND EXTERIOR RENOVATIONS AND REPLACE FRONT PORCH ROOF AND REPLACE WINDOWS AND DOORS AT A TWO-STORY, 10 UNIT ROW DWELLING | 6500
18-B-02994 | 11 | 0050H00139009500 | 416 N AIKEN AVE, PITTSBURGH, PA 15206 | ESPERANZA HOMEWOOD LLC | KADESH CONSTRUCTION GROUP LLC | INTERIOR AND EXTERIOR RENOVATIONS AND REPLACE FRONT PORCH ROOF AND REPLACE WINDOWS AND DOORS AT A TWO-STORY, 10 UNIT ROW DWELLING | 6500
18-E-02207 | 29 | 0094K00152000000 | 145 SPENCER AVE, PITTSBURGH, PA 15227 | BISHOP ROSEMARY C | J.W. PETERS ELECTRIC CO | ELECTRICAL ALTERATIONS RELATED TO 18-B-02055 | 2000
18-M-01112 | 17 | 0012F00171000000 | 76 S 21ST ST, PITTSBURGH, PA 15203 | TW HOLDINGS 8 LLC | J.A. SAUER HEATING & AIR CONDITIONING | REPLACE 3 AHU'S AND AC UNITS | 28350
18-F-00322 | 23 | 0024P00268000000 | 910 RIVER AVE, PITTSBURGH, PA 15212 | BUNCHER COMPANY | KIRBY ELECTRIC | RELATED 18-B-01710 REPLACE EXISTING FIRE CONTROL PANEL WITH IDENTICAL PANEL | 2500
18-E-02210 | 14 | 0087B00058000000 | 2142 WIGHTMAN ST, PITTSBURGH, PA 15217 | LUBAVITCH CENTER INC |  | ELECTRICAL ALTERATIONS AMENDING 16-E-02338 | 100
18-E-02209 | 6 | 0049J00284000000 | 243 38TH ST, PITTSBURGH, PA 15201 | RUSSELL WILLIAM F & VIRGINIA R (W) |  | ELECTRICAL TOTAL REWIRE | 100
8/15/2018
18-E-02211 | 19 | 0096N00172000000 | 1447 WOODBOURNE AVE, PITTSBURGH, PA 15226 | FRABITORE STEPHEN Z |  | INSTALL OUTLETS | 850
18-B-02958 | 7 | 0085E00016000000 | 5525 KENTUCKY AVE, PITTSBURGH, PA 15232 | ROEDER KATHRYN M & BERNARD J DEVLIN (H) | DAKIS CONSTRUCTION INC | REPLACE REAR PORCH POSTS ON 2 1/2 STORY SINGLE FAMILY DWELLING | 1000
18-E-02215 | 27 | 0114F00005000000 | 4036 BRANDON RD, PITTSBURGH, PA 15212 | ARTMAN MICHAEL J | TESLA ENERGY OPERATIONS (FORMERLY SOLARCITY) | (18) SOLAR PANELS ON THE ROOF TOP | 6747
18-E-02214 | 24 | 0047P00124000000 | 1124 HASLAGE AVE, PITTSBURGH, PA 15212 | MITCHELL KATHERINE M | TESLA ENERGY OPERATIONS (FORMERLY SOLARCITY) | (21) SOLAR PANELS ON ROOF TOP | 7622
18-E-02218 | 20 | 0036P00352000000 | 2308 SILVER OAK DR, PITTSBURGH, PA 15220 | DANIELS ROBERT | MINNICK ELECTRIC | POOL PUMP RELATED TO 18-B-01518 | 200
18-E-02217 | 19 | 0062E00117000000 | 2338 LOS ANGELES AVE, PITTSBURGH, PA 15216 | PERSCH KENDALL ELIZABETH MARK MASKAS | TESLA ENERGY OPERATIONS (FORMERLY SOLARCITY) | (9) SOLAR PANELS ON THE ROOF TOP | 3374
18-M-00662 | 16 | 0012K00039000000 | 2124 CARSON ST, PITTSBURGH, PA 15203 | 2124 E CARSON LLC | CENTURY PLUMBING HEATING & A/C | NEW EQUIPMENT AND DUCT, RELATED TO 18-B-00130 | 15000
18-S-00263 | 22 | 0008K00022000000 | 271 NORTH SHORE DR, PITTSBURGH, PA 15212 | NORTH SHORE XIV LLC | A J DEMOR & SONS INC | INSTALLATION OF NEW UNDERGROUND FIRE SERVICE LINE | 20000
18-B-03054 | 28 | 0020J00319000000 | 1435 HIDDEN TIMBER DR, PITTSBURGH, PA 15220 | ROWIC RICHARD A | HOME DEPOT USA | REPLACE WINDOWS AT A TWO-STORY TWO FAMILY DWELLING | 1742
18-B-03053 | 13 | 0174A00099000000 | 7026 MOUNT VERNON ST, PITTSBURGH, PA 15208 | RWIV CONSTRUCTION LLC | HOME DEPOT USA | REPLACE WINDOWS AT A 2.5 STORY SINGLE FAMILY DWELLING | 676
18-B-03052 | 14 | 0086A00245000000 | 5549 WOODMONT ST, PITTSBURGH, PA 15217 | GRODIN ADAM D | HOME DEPOT USA | REPLACE ROOF AT A TWO-STORY SINGLE FAMILY | 5106
18-E-02219 | 9 | 0049S00070000100 | 4562 ROSINA WAY, PITTSBURGH, PA 15224 | HAZI ANDREW C | EMERALD ELECTRICAL SERVICE | ELECTRICAL ALTERATIONS RELATED 18-B-00987 | 3750
18-B-01759 | 8 | 0084A00017000000 | 203 STRATFORD AVE, PITTSBURGH, PA 15206 | COMITO CRAIG | IDR LLC | REVISED - INTERIOR RENOVATIONS AND EXTERIOR RENOVATIONS TO INCLUDE REPLACE EXISTING WINDOWS AND DOORS AND REPAIR EXISTING ROOF AND REPAIR SOFITT AND FACSIA AT A THREE STORY SINGLE FAMILY DWELLING AND ON A EXISTING REAR GARAGE REPLACE EXISTING ROOF AND REPLACE EXISTING DOORS AND WINDOWS. CONSTRUCT STAIRS AT REAR OF HOUSE. | 230000
18-M-01109 | 1 | 0002J00104000000 | 301 GRANT ST, PITTSBURGH, PA 15219 | PITTSBURGH CBD LLC | MCKAMISH | AMENDING 18-M-00779 (CHANGE OF CONTRACTOR ONLY) ADD (2) VAV BOXES, DUCTWORK, DIFFUSERS & REHEAT PIPING | 28000
18-E-02220 | 25 | 0022D00197000000 | 859 BRIGHTRIDGE ST, PITTSBURGH, PA 15214 | NORTHSIDE PROPERTIES RESIDENCES II LLC |  | 100 AMP SERVICE PANEL FOR SINGLE FAMILY DWELLING | 1000
18-E-02221 | 25 | 0022H00220000000 | 1603 BRIGHTON PL, PITTSBURGH, PA 15212 | NORTH PROPERTIES RESIDENCES I LLC |  | TOTAL REWIRE OF TWO FAMILY DWELLING RELATED TO 17-B-01420 | 2500
18-E-02222 | 6 | 0049J00282000000 | 247 38TH ST, PITTSBURGH, PA 15201 | MISIASZEK JERRY ROMAN |  | 100A SERVICE RECONNECT | 100
18-E-02223 | 25 | 0022H00204000000 | 1616 BRIGHTON PL, PITTSBURGH, PA 15212 | NORTH PROPERTIES RESIDENCES I LLC |  | TOTAL REWIRE OF TWO FAMILY DWELLING RELATED TO 17-B-01739 | 3000
18-E-02224 | 25 | 0022H00212000000 | 1600 BRIGHTON PL, PITTSBURGH, PA 15212 | NORTH PROPERTIES RESIDENCES I LLC |  | TOTAL REWIRE OF TWO FAMILY DWELLING RELATED TO 17-B-02336 | 2500
18-B-03058 | 16 | 0013S00255000000 | 2800 SPRING ST, PITTSBURGH, PA 15210 | HORN EDWARD CHARLES & NANCY J (W) | ALL GOOD HOME IMPROVEMENTS | REPLACE ROOF AT A ONE STORY SINGLE FAMILY DWELLING | 7267
18-E-02225 | 25 | 0022H00183000000 | 1740 BRIGHTON PL, PITTSBURGH, PA 15212 | NORTH PROPERTIES RESIDENCES I LLC |  | TOTAL REWIRE OF TWO FAMILY DWELLING RELATED TO 17-B-01423 | 2500
18-F-00238 | 8 | 0084B00223000000 | 5933 BAUM BLVD, PITTSBURGH, PA 15206 | GROWTH PARTNERS LP | POWER PROS INC | INSTALL NEW FIRE ALARM SYSTEM THROUGHOUT BUILDING | 8980
18-B-03011 | 7 | 0051N00320000000 | 4917 WALLINGFORD ST, PITTSBURGH, PA 15213 | GATTI WILLIAM & NANCY (W) | MISTICK CONSTRUCTION COMPANY | 36 ft by 22 ft one story pavillion, 27 ft by 11 ft patio, 20 ft by 24 ft in ground pool with hot tub in side yard, and a new trellis, accessory to existing three story single family dwelling. | 50000
18-M-01118 | 7 | 0084K00204000000 | 5974 ALDER ST, PITTSBURGH, PA 15232 | SOMMA JASON T & JENNIFER T (W) | MOTTA HEATING & AIR CONDITIONING | INSTALL (2) NEW A/C UNITS, (1) AHU, (1) FURNACE & DUCTWORK | 20000
18-COM-00054 | 14 | 0086L00039000000 | 5824 FORBES AVE, PITTSBURGH, PA 15217 | PENTO LLP | GRAFT ELECTRIC, INC. | REPLACE 6 ANTENNA AND EQUIPMENT AT 59' ELEVATION ON EXISTING MOUNTS ON ROOF OF THREE STORY STRUCTURE | 15000
18-E-02227 | 4 | 0028P00111000000 | 357 LAWN ST, PITTSBURGH, PA 15213 | CASCIATO NICOLA J | WERNER ELECTRICAL | FIXTURES AND OUTLETS RELATED TO 18-B-02894 | 500
18-E-02216 | 23 | 0009A00221000000 | 720 E LACOCK ST, PITTSBURGH, PA 15212 | RIVERCOM ASSOCIATES LIMITED PARTNERSHIP | GMI ELECTRIC | REINSTALL 200A METER | 100
18-F-00267 | 13 | 0174J00142000000 | 701 N HOMEWOOD AVE, PITTSBURGH, PA 15208 | COMMUNITY COLLEGE OF ALLEGHENY COUNTY | BRONDER TECHNICAL SERVICES | ADDITION OF 2 SMOKE DETECTORS AND 1 STROBE, RELATED TO 18-B-01421 | 5000
18-B-02639 | 10 | 0119S00167000000 | 5335 BUTLER ST, PITTSBURGH, PA 15201 | HOLZAPFEL JEFFREY & PAULA K (W) | A W MCCAY CONTRACTING | (AMENDING PERMIT TO REPLACE PERMIT 18-B-00516) NEW CONSTRUCTION OF TWO STORY MIXED USE BUILDING WITH 6 SURFACE PARKING SPACES IN THE REAR ON PARCELS 119-S-164 AND 165. | 1
18-B-03063 | 17 | 0012F00043000000 | 1914 WHARTON ST, PITTSBURGH, PA 15203 | VOGT SAMUEL J | WINDOWS R US LLC | REPLACEMENT WINDOWS IN 2 STORY TWO FAMILY DWELLING (1912-1914) | 1820
18-B-02996 | 26 | 0116J00380000000 | 270 WATSON BLVD, PITTSBURGH, PA 15214 | LOEDDING F PAUL & JUNE K (W) | WINDOWS R US LLC | REPLACEMENT WINDOWS IN 2 1/2 STORY TWO FAMILY DWELLING (270-272 WATSON) | 1490
18-B-02997 | 4 | 0028K00088000000 | 225 HALKET ST, PITTSBURGH, PA 15213 | PALMIERI GENESIO & DIANE (W) | WINDOWS R US LLC | REPLACEMENT WINDOWS IN 2 1/2 STORY THREE FAMILY DWELLING | 2567
18-B-02127 | 27 | 0045B00229000000 | 2703 BRIGHTON RD, PITTSBURGH, PA 15212 | BRIGHTWOOD CIVIC GROUP | JOHN J BIERANOWSKI | INTERIOR RENOVATIONS AND REPLACEMENT WINDOWS/DOORS AND REPLACEMENT ROOF ON A 2 STORY SINGLE FAMILY DWELLING | 1
18-B-02993 | 26 | 0115D00258000000 | 3961 PERRYSVILLE AVE, PITTSBURGH, PA 15214 | UHLER THOMAS P & MAUREEN R (W) | WINDOWS R US LLC | REPLACEMENT WINDOWS IN TWO STORY STRUCTURE | 645
18-B-01610 | 8 | 0051A00241000000 | 4815 LIBERTY AVE, PITTSBURGH, PA 15224 | WEST PENN HOSPITAL | MBM CONTRACTING, INC | INTERIOR NON-STRUCTURAL DEMOLITION TO NORTH EAST CORNER OF THIRD FLOOR IN MELLON PAVILION MEDICAL AND OUTPATIENT CLINIC | 108000
18-B-02128 | 27 | 0045F00297000000 | 2649 BRIGHTON RD, PITTSBURGH, PA 15212 | BRIGHTWOOD CIVIC GROUP | JOHN J BIERANOWSKI CARPENTRY | INTERIOR AND EXTERIOR RENOVATIONS TO 2 1/2 STORY SINGLE FAMILY DWELLING | 1
18-B-02129 | 27 | 0045B00094000000 | 1128 WOODLAND AVE, PITTSBURGH, PA 15212 | BRIGHTWOOD CIVIC COUNCIL | JOHN BIERANOWSKI CARPENTRY | INTERIOR RENOVATIONS AND REPLACEMETN WINDOWS/DOORS AND REPLACEMENT ROOF ON A 2 1/2 STORY SINGLE FAMILY DWELLING. | 60000
18-B-02085 | 21 | 0022G00142000000 | 1000 CALIFORNIA AVE, PITTSBURGH, PA 15212 | CALIFORNIA PROPERTY INC | PARAMOUNT CONTRACT SERVICES LLC | TENANT FITOUT OF 6250 SQ FT FOR OFFICE SPACE IN STE 106 IN ONE STORY STRUCTURE | 75000
18-B-03064 | 15 | 0056P00154000000 | 5112 2ND AVE, PITTSBURGH, PA 15207 | COLEMAN ANDREA C | 101 Mobility | REPLACEMENT CONCRETE STAIRS AND NEW PLATFORM LIFT ADJACENT TO STAIRS AT FRONT OF EXISTING SINGLE FAMILY RESIDENCE PORCH | 1
17-OCC-00782 | 8 | 0051A00152000A00 | 4741 LIBERTY AVE, PITTSBURGH, PA 15224 | LEVENTIS GEORGE |  | OCC ONLY | 0
18-B-03069 | 14 | 0126C00217000000 | 6919 PENN AVE, PITTSBURGH, PA 15208 | TWJS & JYC LLC | Cristian Mendez Remodeling | AMENDING 18-B-00514 INTERIOR RENOVATIONS, REPLACEMENT WINDOWS AND DOORS THREE STORY, SINGLE-FAMILY DWELLING | 5000
18-B-03067 | 20 | 0042J00074000000 | 3337 UNIVERSAL ST, PITTSBURGH, PA 15204 | RALPH CORRIE L | HOME DEPOT USA | REPLACE ROOF ON EXISTING SINGLE FAMILY DWELLING | 9198
18-B-03070 | 5 | 0026N00242000000 | 703 DANUBE ST, PITTSBURGH, PA 15219 | JONES LONZY J & MARIE P | HOME DEPOT USA | NEW ROOF ON EXISTING SINGLE FAMILY HOME | 14852
18-B-03066 | 19 | 0015F00040000000 | 626 MINDORA ST, PITTSBURGH, PA 15211 | BARONE CORRIE E | HOME DEPOT USA | WINDOW REPLACEMENT ON EXISTING SINGLE FAMILY HOME | 2659
18-OCC-00629 | 10 | 0080D00309000000 | 5267 HOLMES ST, PITTSBURGH, PA 15201 | MCCLEARY DEVELOPMENT LLC |  | UP TO 4FT HIGH RETAINING WALL | 0
18-B-03065 | 10 | 0081F00086000000 | 948 WOODBINE ST, PITTSBURGH, PA 15201 | ROMANO CHERIE L | HOME DEPOT USA | WINDOW REPLACEMENT ON EXISTING SINGLE FAMILY HOME | 671
18-OCC-00634 | 16 | 0032E00044000000 | 416 FISHER ST, PITTSBURGH, PA 15210 | MUKOROMBINDO YEMURAI C |  | INSTALL NEW 6' FENCE IN REAR OF SINGLE FAMILY DWELLING | 3600
18-B-03072 | 11 | 0083D00043000000 | 6028 WELLESLEY AVE, PITTSBURGH, PA 15206 | CORBETT ALBERT T | ENGINEERED FOUNDATION SOULUTIONS PLLC | STRUCTURAL FOUNDATION INSTALL STEEL FOUNDATION UNDERPINNING | 21165
18-B-03071 | 28 | 0040H00176000000 | 112 OBEY ST, PITTSBURGH, PA 15205 | MCNEVIN MARY K | ENGINEERED FOUNDATION SOULUTIONS PLLC | STRUCTURAL FOUNDATION REPAIRS USING STEEL PIER UNDERPINNING | 25562
18-B-03074 | 19 | 0096K00116000000 | 1501 WAREMAN AVE, PITTSBURGH, PA 15226 | AMMON JOAN S | ARLET COMPANY INC | INTERIOR RENOVATIONS, IN-KIND REPAIRS TO PORCH ROOF ON EXISTING SINGLE FAMILY DWELLING AND REPLACE WINDOWS ON EXISTING DETACHED GARAGE | 15000
8/16/2018
18-E-01347 | 9 | 0049G00222000000 | 4401 PENN AVE, PITTSBURGH, PA 15224 | CHILDREN'S HOSPITAL OF PITTSBRUGH OFUPMC | HANLON ELECTRIC COMPANY | ELECTRICAL ALTERATIONS RELATED 18-B-01702/ENERGY INSP-LIGHTING COMCHECK 2009 IECC | 0
18-E-02113 | 14 | 0085P00029000000 | 5574 WILKINS AVE, PITTSBURGH, PA 15217 | ZITTERBART RALPH F & SUSAN JEAN | CW ELECTRICAL SERVICES | INSTALL FIXTURES & OUTLETS | 2000
18-E-02228 | 19 | 0004P00271000000 | 232 SMITH WAY, PITTSBURGH, PA 15211 | STOUT DIANE M | CW ELECTRICAL SERVICES | 150A SERVICE PANEL | 1200
18-F-00252 | 2 | 0001C00167000001 | 603 STANWIX ST, PITTSBURGH, PA 15222 | HERTZ GATEWAY CENTER LP | HANLON ELECTRIC COMPANY | FIRE ALARM PANEL UPGRADE (TWO GATEWAY CENTER) | 10500
18-E-02229 | 25 | 0023F00223000000 | 1525 ARCH ST, PITTSBURGH, PA 15212 | STEWART DEAN A |  | ELECTRICAL ALTERATIONS FOR ROOFTOP DECK RELATED TO 18-B-01608 | 200
18-F-00295 | 2 | 0001C00167000001 | 401 LIBERTY AVE, PITTSBURGH, PA 15222 | HERTZ GATEWAY CENTER LP | HANLON ELECTRIC COMPANY | FIRE ALARM PANEL UPGRADE (THREE GATEWAY CENTER) | 10500
18-F-00277 | 1 | 0002L00275000000 | 1100 LOCUST ST, PITTSBURGH, PA 15219 | DUQUESNE UNIVERSITY OF THE HOLY GHOST | SARGENT ELECTRIC CO. | SWAP OUT TEN DEVICES AND ADD FOUR DEVICES RELATED TO 18-B-00588 | 3200
18-F-00294 | 2 | 0001C00167000001 | 420 FORT DUQUESNE BLVD, PITTSBURGH, PA 15222 | HERTZ GATEWAY CENTER LP | HANLON ELECTRIC COMPANY | FIRE ALARM PANEL UPGRADE (ONE GATEWAY CENTER) | 10500
18-F-00293 | 1 | 0001C00167000000 | 444 LIBERTY AVE, PITTSBURGH, PA 15222 | HERTZ GATEWAY CENTER LP | HANLON ELECTRIC COMPANY | FIRE ALARM PANEL UPGRADE (FOUR GATEWAY CENTER) | 10500
18-E-02230 | 2 | 0001D00173000000 | 550 MARKET ST, PITTSBURGH, PA 15222 | PNC BANK CORP |  | RELATED 18-B-00391 5 FIXTURES | 1500
18-E-02233 | 18 | 0004S00219000000 | 42 ESTELLA AVE, PITTSBURGH, PA 15211 | SPAMOUDAKIS ANDREW G & MARY E (W) | LRM ELECTRIC LLC | ELECTRICAL REWIRE | 1500
18-E-02232 | 14 | 0129D00234000000 | 1308 WINDERMERE DR, PITTSBURGH, PA 15218 | TOMLEY JOHN E & DONNA MARIE (W) | LRM ELECTRIC LLC | ELECTRICAL NEW CONSTRUCTION RELATED 18-B-01527 | 8000
18-B-02296 | 4 | 0027H00074090400 | 146 N BELLEFIELD AVE, PITTSBURGH, PA 15213 | POLLOCK BURTON H & MAROLEE M (W) | SAM NEWHART REMODELING | INTERIOR RENOVATIONS TO UNIT 403 IN EXISTING 13 STORY, MULTIPLE-FAMILY DWELLING | 70000
18-E-01737 | 11 | 0083R00202000000 | 212 N HIGHLAND AVE, PITTSBURGH, PA 15206 | LESOON EDWARD J JR |  | RELATED 16-B-02679 | 8000
18-D-00160 | 22 | 0023M00012000000 | 320 E NORTH AVE, PITTSBURGH, PA 15212 | ALLEGHENY GENERAL HOSPITAL | NORALCO CORPORATION | RAZE SINGLE STORY STRUCTURE LOCATED BETWEEN NORTHWEST WING, SOUTH TOWER AND GARAGE | 89524
18-S-00392 | 4 | 0027R00110000000 | 5130 BIGELOW BLVD, PITTSBURGH, PA 15213 | PGH ATHLETIC ASSN LAND CO | NORALCO CORPORATION | SPRINKLER UNDERGROUND FOR HOTEL PERMIT 16-B-02940 | 11000
18-B-02294 | 26 | 0045D00062000000 | 530 MARSHALL AVE, PITTSBURGH, PA 15214 | PRESSLEY RIDGE SCHOOLS (THE) | RYCON CONSTRUCTION, INC | FOUNDATION AND SUPERSTRUCTURE ONLY - 3 STORY STRUCTURE FOR ELEMENTARY/SECONDARY SCHOOL (LIMIITED) USE. | 4000
18-B-03079 | 25 | 0023J00160000000 | 802 PENNSYLVANIA AVE, PITTSBURGH, PA 15212 | VENTURA REVOCABLE TRUST | UMBRELLA ROOFING SYSTEMS INC | ROOF REPLACMENT ON ONE STORY STRUCTURE | 28200
18-D-00159 | 31 | 0185M00269000000 | 5526 COX AVE, PITTSBURGH, PA 15207 | BORELLI DINO F | LUTTERMAN EXCAVATION LLC | RAZE 2 STORY SINGLE FAMILY DWELLING | 6200
18-M-01122 | 9 | 0049F00336000000 | 253 42ND ST, PITTSBURGH, PA 15201 | R&M HOMES LLC | L & F HEATING & AIR CONDITIONING COMPANY INC | INSTALL A/C | 1800
18-E-02234 | 4 | 0028P00352000000 | 327 CRAFT AVE, PITTSBURGH, PA 15213 | MAGEE WOMENS HOSPITAL | GUMPHER ELECTRICAL SERVICES | TEMPORARY OF RELOCATION OF SERVICES EXTERIOR BUILDING | 11500
18-OCC-00625 | 4 | 0027M00167000002 | 134 N DITHRIDGE ST, PITTSBURGH, PA 15213 | PITTSBURGH CHINESE CHURCH OAKLAND |  | EXISTING 60SQ. FT. WALL MOUNTED BUSINESS ID SIGN FOR CHURCH | 0
18-OCC-00636 | 8 | 0026S00300000000 | 4703 CENTRE AVE, PITTSBURGH, PA 15213 | CENTRE AVENUE LAND COMPANY LLC |  | OCC ONLY | 0
18-B-02619 | 7 | 0052F00209000000 | 5029 AMBERSON PL, PITTSBURGH, PA 15232 | GEORGE MICHAEL C | Lazzaris Construction Company, Inc | INTERIOR AND EXTERIOR RENOVATIONS TO INCLUDE REPLACEMENT WINDOWS AND DOORS, INSTALL LIMESTONE PILLARS NEAR ENTRY, DEMO REAR DECK, AND CREATE A PATIO AT NORTHERLY REAR FOR 2.5 STORY, SINGLE-FAMILY DWELLING | 0
18-E-01747 | 10 | 0119S00167000000 | 5335 BUTLER ST, PITTSBURGH, PA 15201 | HOLZAPFEL JEFFREY & PAULA K (W) | JML ELECTRICAL CONSTRUCTION INC | RELATED TO 18-B-00516 | 100980
18-OCC-00639 | 20 | 0042E00126000000 | 3408 ALLENDALE ST, PITTSBURGH, PA 15204 | WADE JASMINE |  | 6FT HIGH PRIVACY FENCE ALONG THE INTERIOR SIDES AND AT REAR OF SINGLE FAMILY DWELLING | 0
18-SGN-00086 | 2 | 0025J00049000000 | 2545 RAILROAD ST, PITTSBURGH, PA 15222 | THREE CROSSINGS RIVERFRONT WEST LP | SEIFERTH SIGNS | ONE 30.66 SQ FT INTERNALLY ILLUMINATED GROUND/MONUMENT TENANT SIGN AT FRONT OF 5 STORY STRUCTURE | 0
18-B-03084 | 19 | 0004J00145000000 | 157 BELONDA ST, PITTSBURGH, PA 15211 | BOLIHA HUSAM E & JUANITA L BOLIHA | Pro Home Improvement Corp. | REPLACING PERMIT 18-OCC-00627 - REFACE MAX HEIGHT 7 FT RETAINING WALL ALONG FRONT PROPERTY LINE OF 2 STORY SINGLE FAMILY DWELLING | 2000
18-B-03085 | 21 | 0022P00271000000 | 1212 MANHATTAN ST, PITTSBURGH, PA 15233 | AUSTIN GAIL |  | IN-KIND REPLACEMENT OF FIVE ALUMINUM WINDOWS ON TWO FAMILY DWELLING | 9000
18-M-01126 | 20 | 0063E00098000000 | 2301 ALLENDER AVE, PITTSBURGH, PA 15220 | BARTHELEMY BARRY J | WADE HEATING & COOLING | REPLACE A/C UNIT & FURNACE | 7289
18-M-01125 | 8 | 0026D00181000A00 | 431 TAYLOR ST, PITTSBURGH, PA 15224 | GORST ALISTAIR | WADE HEATING & COOLING |  | 9438
18-E-02237 | 11 | 0082M00140000000 | 5913 BRYANT ST, PITTSBURGH, PA 15206 | FRIEDMAN JORDANN M & JAY V DEPASSE (H) | PREMIER WIRING SOLUTIONS | ELECTRICAL ALTERATIONS AMENDING 15-E-02447 | 1000
18-S-00292 | 28 | 0107R00001000000 | 563 NAPOR BLVD, PITTSBURGH, PA 15205 | MANGROVE CAY LP | ALLIANCE FIRE SYSTEMS INC | RELATED 15-B-00784 | 59500
18-B-02470 | 2 | 0009K00275000000 | 1251 WATERFRONT PL, PITTSBURGH, PA 15222 | BUNCHER COMPANY | THE BUNCHER COMPANY | INTERIOR DEMOLITION TO (81560 SF) 1ST FLOOR & HALF OF 3RD FLOOR AND 4TH FLOOR OF A FIVE STORY STRUCTURE | 200000
18-B-01140 | 1 | 0002J00300000A00 | 500 1ST AVE, PITTSBURGH, PA 15219 | BUNCHER FAMILY FOUNDATION (THE) | RENAISSANCE 3 ARCHITECTS, PC | INTERIOR RENOVATIONS TO 5TH FLOOR IN 5 STORY STRUCTURE | 500000
18-B-00728 | 22 | 0008K00015000000 | 322 NORTH SHORE DR, PITTSBURGH, PA 15212 | NORTH SHORE DEVELOPERS 2013 LP | A MARTINI & CO INC | INTERIOR RENOVATIONS TO THIRD FLOOR IN THREE-STORY STRUCTURE | 135000
18-OCC-00641 | 14 | 0085J00148000000 | 5453 KIPLING RD, PITTSBURGH, PA 15217 | JACOBSON DAVID MOSES |  | OCC ONLY | 0
18-E-02238 |  | 0 | 1600 NOBLESTOWN, PITTSBURGH, PA | ROBERT SANDERS | THE ELECTRIC COMPANY | RECONNECT | 2800
18-B-01336 | 6 | 0025D00071000000 | 3225 PENN AVE, PITTSBURGH, PA 15201 | NELLIS KEITH R & SUE ANN (W) | SOLID STEEL BUILDINGS INC | INTERIOR AND EXTERIOR RENIVATIONS TO INCLUDE ONE STORY ADDITION AND PARKING LOT RE-STRIPING. | 300000
18-E-01626 | 22 | 0008C00236000000 | 100 S COMMONS ST, PITTSBURGH, PA 15212 | FAROS |  | ELECTRIC RELATED TO 18-B-02191 | 65000
18-OCC-00633 | 15 | 0055M00330000000 | 718 HAZELWOOD AVE, PITTSBURGH, PA 15217 | CATHOLIC CEMETERY ASSOCIATION |  | OCC ONLY - CATHOLIC CEMETERIES ASSN SIGNS (919.03.N.2) | 0
8/17/2018
18-E-02239 | 14 | 0126K00061000000 | 6961 EDGERTON AVE, PITTSBURGH, PA 15208 | MIHALKO AMANDA BARNES SUSAN | ARRAUJO ELECTRIC INC | ELECTRICAL ALTERATIONS FOR SINGLE FAMILY DWELLING | 7000
18-E-02240 | 14 | 0175P00003000000 | 7615 BRASHEAR ST, PITTSBURGH, PA 15221 | PAZAK GREGORY J |  | 200 AMP SERVICE PANEL FOR SINGLE FAMILY DWELLING | 1500
18-B-03088 | 9 | 0080L00058000000 | 4819 BLACKBERRY WAY, PITTSBURGH, PA 15201 | PIETROPOLA MARIA | EAS Roofing Inc. | ROOF REPLACEMENT | 5500
18-OCC-00540 | 16 | 0013G00104000000 | 2600 BURHAM ST, PITTSBURGH, PA 15203 | REAGAN KATELYN A |  | 3 CAR PARKING PAD | 0
18-S-00336 | 1 | 0001H00030000000 | 1 PPG PL, PITTSBURGH, PA 15222 | HRLP FOURTH AVENUE LLC | GRUNAU COMPANY INC | RELOCATE SPRINKLER HEADS | 700
18-S-00436 | 2 | 0001H00264000000 | 326 5TH AVE, PITTSBURGH, PA 15222 | WARNER JAMAICA LLC | APPROVED FIRE PROTECTION CO INC | RELOCATE SPRINKLER HEADS | 7000
18-S-00368 | 1 | 0001G00239000000 | 11 STANWIX ST, PITTSBURGH, PA 15222 | G&I VIII MJW 11 STANWIX LLC | GRUNAU COMPANY INC | RELATED TO 18-B-01474 | 28000
18-S-00427 | 1 | 0001H00030000000 | 6 PPG PL, PITTSBURGH, PA 15222 | HRLP FOURTH AVENUE LLC | GRUNAU COMPANY INC | RELOCATE SPRINKLER HEADS | 1300
18-S-00366 | 9 | 0049G00222000000 | 4401 PENN AVE, PITTSBURGH, PA 15224 | CHILDREN'S HOSPITAL OF PITTSBRUGH OFUPMC | GRUNAU COMPANY INC | RELOCATE SPRINKLER HEADS LEVEL 9B (MIBG SUITE)...RELATED TO 18-B-01793 | 3500
18-F-00237 | 1 | 0001D00146000000 | 435 MARKET ST, PITTSBURGH, PA 15222 | LANDMARKS DEVELOPMENT CORPORATION |  |  | 6500
18-E-02247 | 14 | 0127K00042000000 | 2112 BEECHWOOD BLVD, PITTSBURGH, PA 15217 | MAENO MASARU & FUMIKO (W) |  | ELECTRICAL ALTERATIONS | 3000
18-B-02547 | 2 | 0009H00034000000 | 1620 PENN AVE, PITTSBURGH, PA 15222 | ORCHARD HILL CHURCH | A W MCCAY CONTRACTING | (AMENDING 17-B-05171) INTERIOR AND EXTERIOR RENOVATIONS TO CONVERT EXISTING STRUCTURE TO RELIGIOUS ASSEMBLY (GENERAL) AND ADDITION OF LIFT AT GROUND LEVEL IN FRONT OF STRUCTURE | 92600
18-M-00866 | 19 | 0006M00024000000 | 1104 GRANDVIEW AVE, PITTSBURGH, PA 15211 | DOMINICK TODD A & MICHELE J (W) | QUALITY MECHANICAL SERVICES INC. | HVAC RELATED TO PERMIT 18-B-01226 & REPLACE A/C UNITS ON ROOF | 49000
18-E-02249 | 17 | 0012J00147000000 | 1712 SARAH ST, PITTSBURGH, PA 15203 | JOSEPHS AILENE | TESLA ENERGY OPERATIONS (FORMERLY SOLARCITY) | INSTALL 9 SOLAR PANELS FOR SINGLE FAMILY DWELLING | 3374
18-E-02248 | 9 | 0049C00269000000 | 4617 BANCROFT ST, PITTSBURGH, PA 15201 | KOSHAR JOSHUA D | TESLA ENERGY OPERATIONS (FORMERLY SOLARCITY) | INSTALL 20 SOLAR PANELS FOR SINGLE FAMILY DWELLING | 7500
18-OCC-00643 | 16 | 0013R00212000000 | 219 FLACK ST, PITTSBURGH, PA 15210 | BELSTERLING KAREN |  | OCC ONLY | 0
18-B-00284 | 19 | 0004G00108000000 | 11 E SYCAMORE ST, PITTSBURGH, PA 15211 | AND E SYCAMORE VILLA LLC | PITTSBURGH MODERN RESTORATIONS LLC | (AMENDING 17-B-04478) BUILD A 16.08' X 15.75' SECOND-STORY ADDITION ABOVE EXISTING ONE-STORY ADDITION, AND BUILD A 12.5' X 16.5' REAR DECK 2 FT TO 4 FT FROM GRADE AT SECOND STORY LEVEL WITH 6' PRIVACY RAILING AROUND DECK FOR TWO-STORY, SINGLE-FAMILY DWELLING | 45000
18-M-01130 | 9 | 0049A00246000000 | 4030 WILLOW ST, PITTSBURGH, PA 15201 | WALTERS LACEY J | CHUCK WILLIS HEATING & COOLING | INSTALL NEW A/C UNIT, AHU & DUCTWORK | 7000
18-B-03090 | 8 | 0026H00119000000 | 4734 LORIGAN ST, PITTSBURGH, PA 15224 | BLOOMMER LLC | HEDFORS ELECTRIC | REPLACE/REPAIR DRYWALL IN 2 1/2 STORY TWO FAMILY DWELLING | 25000
18-E-02251 | 26 | 0046F00068000000 | 2453 PERRYSVILLE AVE, PITTSBURGH, PA 15214 | WOLFINGER J ANDREW | ROCK ELECTRIC INC | ELECTRICAL ALTERATIONS FOR SINGLE FAMILY DWELLING RELATED TO 18-B-02968 | 5000
18-B-01277 | 4 | 0029B00302000000 | 350 TECHNOLOGY DR, PITTSBURGH, PA 15219 | URBAN REDEVELOPMENT AUTH OF PITTSBURGH | BURNS SCALO DEVELOPMENT LLC | NEW CONSTRUCTION OF 6-STORY OFFICE BUILDING. | 17000000
18-OCC-00628 | 4 | 0027D00060000000 | 4500 CENTRE AVE, PITTSBURGH, PA 15213 | CD PARK 7 PITTSBURGH OWNER LLC | MASSARO CORPORATION | TEMP OCC | 0
18-B-02288 | 2 | 0001C00167000001 | 603 STANWIX ST, PITTSBURGH, PA 15222 | HERTZ GATEWAY CENTER LP | PRECISION BUILDERS INC | INTERIOR RENOVATIONS TO 4367 SQ FT OF OFFICE SPACE ON 20TH FLOOR IN WEST WING OF 20 STORY STRUCTURE | 52740
18-B-03093 | 14 | 0087B00134000000 | 5623 PHILLIPS AVE, PITTSBURGH, PA 15217 | PARKER BARBARA K | THERMO TWIN INDUSTRIES | REPLACEMENT WINDOWS IN 3 STORY MULTI FAMILY DWELLING | 3485
18-B-03096 | 19 | 0097H00177000000 | 955 WOODBOURNE AVE, PITTSBURGH, PA 15226 | MILLER THEODORE P & MARY ANNE (W) | THERMO TWIN INDUSTRIES | REPLACEMENT WINDOWS IN 2 STORY SINGLE FAMILY DWELLING | 3960
18-B-03097 | 27 | 0045B00025000000 | 3005 STAYTON ST, PITTSBURGH, PA 15212 | PEART FRANCES I | HOME DEPOT USA | ROOF REPLACEMENT | 9536
18-B-03094 | 14 | 0126C00223000000 | 6933 PENN AVE, PITTSBURGH, PA 15208 | REED LAWRENCE K & D MICHAELINE (W) | THERMO TWIN INDUSTRIES | REPLACEMENT WINDOWS IN 2 1/2 STORY SINGLE FAMILY DWELLING | 3400
18-B-03095 | 12 | 0124G00242000000 | 6439 APPLE AVE, PITTSBURGH, PA 15206 | ROBINSON HELEN & ANTHONY (H) | SEARS HOME IMPROVEMENT PRODUCTS INC | ROOF REPLACEMENT | 6166
18-SGN-00120 | 22 | 0008J00030000000 | 100 ART ROONEY AVE, PITTSBURGH, PA 15212 | SPORTS & EXHIBITION AUTH OF PITTSBURGH | SIGN INNOVATION ETAL | TWO NEW 14.4Q. FT. AND 48.1SQ. FT. WALL MOUNTED BUSINESS ID SIGNS FOR HEINZ FIELD | 8500
18-PLC-00081 | 23 | 0023S00228000000 | 414 E OHIO ST, PITTSBURGH, PA 15212 | CEDAR PARK ENTERPRISES L L C |  | NEW PLACARD - 32 OCCUPANTS 2ND FLOOR - RELATED 16-B-02349 | 0
18-PLC-00077 | 23 | 0023S00228000000 | 414 E OHIO ST, PITTSBURGH, PA 15212 | CEDAR PARK ENTERPRISES L L C |  | NEW PLACARD - 61 OCCUPANTS 1ST FLOOR - RELATED 16-B-02349 | 0
18-B-03086 | 7 | 0085A00228000000 | 5706 WALNUT ST, PITTSBURGH, PA 15232 | NAPOTNIK CAROL T | A MARTINI & CO INC | REPAIR OF EXISTING GARAGE | 3000
18-B-00573 | 4 | 0027M00207000000 | 4500 5TH AVE, PITTSBURGH, PA 15213 | MELLON INSTITUTE | DINATALE CONSTRUCTION INC | INTERIOR RENOVATIONS TO ADD ROOM TO HOUSE AIR HANDLER IN CAFETERIA ON 1ST FLOOR IN 5 STORY SOFTWARE ENGINEEERING INSTITUTE (SEI) BUILIDNG | 3200
18-OCC-00644 | 20 | 0036G00038000000 | 1161 KIRSOPP AVE, PITTSBURGH, PA 15220 | POOL SHERRAN M |  | INSTALL 8' X 8' SHED IN REAR YARD OF SINGLE FAMILY DWELLING | 0
18-E-01670 | 2 | 0001D00012000000 | 120 5TH AVE, PITTSBURGH, PA 15222 | PGH NATIONAL BANK TRUSTEE | CLISTA ELECTRIC INC | ELECTRICAL ALTERATIONS ON 3RD FLOOR RELATED TO 18-B-01836/ENERGY INSP LIGHTING COMCHECK-2009 IECC | 47500
18-F-00296 | 22 | 0008C00236000000 | 100 S COMMONS ST, PITTSBURGH, PA 15212 | FAROS | CLISTA ELECTRIC INC | (AMENDING 17-F-00454) 2 ALLEGHENY SQUARE EAST EMERGENCY VOICE/ALARM ALL FLOORS. | 160000
18-E-02254 | 8 | 0051C00098000000 | 246 S ATLANTIC AVE, PITTSBURGH, PA 15224 | WERNER JOHN D | ROCK ELECTRIC INC | wiring to new addition | 1800
18-B-01907 | 6 | 0025L00032000000 | 2840 LIBERTY AVE, PITTSBURGH, PA 15201 | SJS DEVELOPMENT COMPANY | JS CONSTRUCTION | INTERIOR RENOVATIONS TO (392 SF)1ST AND (2362 SF) 2ND FLOORS ONLY AT A COMMERCIAL STRUCTURE | 20000
18-E-02259 | 14 | 0087A00325000000 | 5529 PHILLIPS AVE, PITTSBURGH, PA 15217 | JOYCE JOSEPH RICHARD & EMILY VIRGINIA(W) |  | INSTALL 200A SERVICE PANEL | 1200
18-E-02258 | 13 | 0174S00174000000 | 7915 BATAVIA ST, PITTSBURGH, PA 15221 | HEFFLIN CURTIS & FRANCES |  | RECONNECT 100A SERVICE | 100
18-OCC-00645 | 17 | 0012N00236000000 | 2004 GREGORY ST, PITTSBURGH, PA 15203 | RIPLEY ADAM & NICOLE (W) |  | OCC ONLY USE OF 2 1/2 STORY DWELLING AS 2 FAMILY RESIDENCE, 1 FAMILY ON FIRST FLOOR, 1 FAMILY ON 2ND FLOOR + ATTIC, 1 HOUR SEPARATION BETWEEN ADJACENT HOUSE (DOUBLE WYTHE BRICK WALL) ON PROPERTY LINE, 1 HOUR FLOOR/CEILING SEPARATION BETWEEN UNITS, NO INTERIOR STAIR SHAFT BETWEEN UNITS, PARAPET NOT REQUIRED - 3/4" PLASTER AT UNDERSIDE OF ROOF RAFTERS THROUGHOUT. | 0
8/20/2018
17-B-04943 | 26 | 0077D00046000000 | 250 PENFORT ST, PITTSBURGH, PA 15214 | HOUSING AUTHORITY CITY OF PITTSBURGH | MISTICK CONSTRUCTION COMPANY | BUILD NEW 4 STORY, 87-UNIT MULTI-FAMILY DWELLING | 25000000
18-B-01516 | 10 | 0050L00321000000 | 5213 GEM WAY, PITTSBURGH, PA 15224 | BLOOMFIELD GARFIELD CORPORATION | MOST WANTED HOUSE LLC | INTERIOR RENOVATIONS INCLUDES STRUCTURAL WORK AND REPLACEMENT ROOF FOR TWO-STORY, SINGLE-FAMILY DWELLING | 30000
18-B-01129 | 28 | 0108S00200000000 | 755 BEECHNUT DR, PITTSBURGH, PA 15205 | GIANT EAGLE MARKETS INC | ETZEL ENGINEER & BUILDER | NEW CONSTRUCTION OF ONE STORY ADDITION FOR TRUCK WASH STATION ON PARCEL 108-S-200 | 483317
18-F-00197 | 14 | 0175E00160000000 | 7325 PENN AVE, PITTSBURGH, PA 15208 | 7301 PENN AVENUE LLC | VALLEY ELECTRIC CO. | NEW FIRE ALARM SYSTEM RELATED 17-B-04788 | 15000
18-E-01567 |  | 0084B00114000000 | 5948 BAUM BLVD, PITTSBURGH, PA 15206 | VERBOFSKY ALAN B | VALLEY ELECTRIC CO. | ELECTRICAL ALTERATIONS RELATED TO 18-B-01545/ENERGY INSP LIGHTING COMCHECK ASHRAE 90.1-2007 | 0
18-B-02568 | 4 | 0028G00110000100 | 3600 FORBES AVE, PITTSBURGH, PA 15213 | PRESBYTERIAN UNIVERSITY HEALTH SYSTEMINC | AIMS GROUP, INC. | INTERIOR RENOVATIONS TO 9TH FLOOR IN 11 STORY STRUCTURE | 87000
18-B-01602 | 9 | 0049A00320000000 | 105 40TH ST, PITTSBURGH, PA 15201 | TECHMILL 41 LP | P.J. DICK INCORPORATED | INTERIOR RENOVATIONS TO EXISTING BUILDING INCLUDING NEW SECOND LEVEL. EXTERIOR WORK TO INCLUDE FAÇADES, ROOF, WINDOWS AND DOORS. | 1650000
18-OCC-00505 | 28 | 0067K00048000000 | 34 GARY ST, PITTSBURGH 15106 | SKVARCA GERALD & COLLEEN (W) |  | OCCUPANCY ONLY | 0
18-E-02261 | 6 | 0049P00110000000 | 3913 MINTWOOD ST, PITTSBURGH, PA 15224 | MORGAN JOHN C & AMBER E (W) | PERSONAL ELECTRIC SERVICES | INSTALL FIXTURES & OUTLETS | 400
18-E-02262 | 20 | 0042E00300000000 | 3724 ALLENDALE CIR, PITTSBURGH, PA 15204 | URBAN REDEVELOPMENT AUTH OF PITTSBURGH | PERSONAL ELECTRIC SERVICES | INSTALL FIXTURES & OUTLETS | 980
18-SGN-00136 | 8 | 0049S00367000000 | 4428 LIBERTY AVE, PITTSBURGH, PA 15224 | EAST END CO., INC | ALPHA DIRECT MARKETING DBA: ADM SIGNS | BUSINESS ID SIGNS - SUGAR and SMOKE | 0
18-OCC-00309 | 6 | 0048M00020000000 | 3610 SMALLMAN ST, PITTSBURGH, PA 15201 | ROOT BRIAN |  | OCCUPANCY ONLY | 0
18-B-03107 | 26 | 0163F00234000000 | 4473 CERISE PL, PITTSBURGH, PA 15214 | GEISLER KEITH G & CLAUDIA A (W) |  | BUILD A 10 FT X 14 FT SHED AT THE REAR OF A 1.5 STORY SINGLE FAMILY DWELLING | 3200
18-OCC-00405 | 9 | 0080K00145000000 | 4642 HATFIELD ST, PITTSBURGH, PA 15201 | STEEL TOWN PROPERTIES M2 LLC |  |  | 0
18-E-02263 | 6 | 0025S00069000000 | 2926 LEANDER ST, PITTSBURGH, PA 15219 | REICHENBACHER JOSEPH C | WEBSTER ELECTRIC | ELECTRICAL ALTERATIONS RELATED TO 18-B-01617 | 800
18-B-03108 | 29 | 0094N00122000000 | 2500 BROWNSVILLE RD, PITTSBURGH, PA 15210 | VJV GROUP | BACKYARD INNOVATIONS | BUILD A 9 FT MAX HEIGHT RETAINING WALL AT THE NORTHERLY SIDE OF A THREE STORY STRUCTURE | 8900
18-E-02264 | 25 | 0022H00057000000 | 856 CALIFORNIA AVE, PITTSBURGH, PA 15212 | NORTH PROPERTIES RESIDENCES I LLC |  | TOTAL REWIRE - 2 FAMILY DWELLING | 3000
18-E-02265 | 14 | 0088C00316000000 | 4310 LUSTER ST, PITTSBURGH, PA 15217 | SOLOMAN OREN |  | RECONNECT 100A SERVICE | 500
18-OCC-00647 | 11 | 0083H00316000000 | 814 FARRAGUT ST, PITTSBURGH, PA 15206 | ALTAHER BASHAR N & DIANE A (W) |  | OCC ONLY | 0
18-E-02266 | 7 | 0052D00158000000 | 5419 WALNUT ST, PITTSBURGH, PA 15232 | GARY DALIN FAMILY TRUST | MCMANUS HEATING | ELECTRICAL WORK RELATED TO 18-M-00409 | 2000
18-M-00409 | 7 | 0052D00158000000 | 5419 WALNUT ST, PITTSBURGH, PA 15232 | ADLER MELINA DALIN JONATHAN | MCMANUS HEATING | RELATED 17-B-03439 | 18000
18-M-01133 | 3 | 0011E00165000000 | 243 LOMBARD ST, PITTSBURGH, PA 15219 | HILL COMMUNITY DEVELOPMENT CORPORATION | SLOAN HEATING & COOLING | INSTALL NEW A/C UNIT | 1000
18-E-02212 | 7 | 0084R00108000000 | 6112 KENTUCKY AVE, PITTSBURGH, PA 15206 | REAGANS RAY E | BRICE CONTRACTING LLC | INSTALL FIXTURES & OUTLETS | 1800
18-E-02267 | 11 | 0083J00280000000 | 226 N NEGLEY AVE, PITTSBURGH, PA 15206 | SHARIFF ALI H | WRIGHT ELECTRIC | METER AND/OR SERVICE RECONNECT FOR IN KIND (SAME CHARACTERISTICS) REPLACEMENT | 500
18-E-02268 | 2 | 0025K00161000000 | 2627 PENN AVE, PITTSBURGH, PA 15222 | ROSS HARRY E JR & JEAN Z (W) |  | INSTALL FIXTURES ON EXISTING BRANCH CIRCUITS | 800
18-B-03109 | 25 | 0023G00190000000 | 1411 PORTERFIELD ST, PITTSBURGH, PA 15212 | GILLESPIE MATTHEW C |  | REAR DECK AND 6FT HIGH PRIVACY FENCE ON NORTHERLY SIDE, INTERIOR AND EXTERIOR RENOVATIONS, SIDING, AMENDING 18-B-02714 | 50000
18-B-03111 | 11 | 0123K00002000000 | 6624 JACKSON ST, PITTSBURGH, PA 15206 | KBENNETT PROPERTIES | K. BENNETT PROPERTIES | INTERIOR AND EXTERIOR RENOVATIONS TO INCLUDE REPLACE ROOF, REPLACE SIDING AND REPLACE WINDOWS AND DOORS AT A TWO-STORY SINGLE FAMILY DWELLING | 100000
18-B-02976 | 8 | 0050N00234000000 | 248 S MATHILDA ST, PITTSBURGH, PA 15224 | BENNETT K ENTERPRISES LLC | K. BENNETTT PROPERTIES | INTERIOR AND EXTERIOR RENOVATIONS TO 3 STORY SINGLE FAMILY DWELLING, 6FT HIGH PRIVACY FENCE AND 4FT HIGH RETAINING WALL AT REAR, AMENDING 18-B-00183 | 120000
18-B-03112 | 7 | 0051M00108000000 | 5700 CENTRE AVE, PITTSBURGH, PA 15232 | N & G PARTNERSHIP | JEM HOMES LLC | REPLACEMENT WINDOWS IN EXISTING 10 STORY STRUCTURE | 39175
18-SGN-00114 | 1 | 0001H00030000000 | 2 PPG PL, PITTSBURGH, PA 15222 | HRLP FOURTH AVENUE LLC | FAST SIGNS - BANKSVILLE | SIGNAGE FOR MOLINARO | 0
18-E-02015 | 1 | 0001H00030000000 | 2 PPG PL, PITTSBURGH, PA 15222 | HRLP FOURTH AVENUE LLC | BEAN ELECTRIC CO. | ELECTRIC FOR (3) SIGNS - 18-SGN-00114 | 175
18-B-03113 | 17 | 0012J00249000000 | 156 S 19TH ST, PITTSBURGH, PA 15203 | MATTHEWS LOFTS LLC | SW INDUSTRIES LLC DBA THE AM GROUP | INTERIOR DEMOLITION ONLY TO EXISTING 2 STORY STRUCTURE | 30000
18-B-03100 | 14 | 0126J00001000000 | 625 HASTINGS ST, PITTSBURGH, PA 15206 | LANG KATHERINE B |  | REPLACE FRONT PORCH FLOOR OF 2 STORY SINGLE FAMILY DWELLING | 1500
18-E-02270 | 11 | 0082K00291000000 | 1129 N NEGLEY AVE, PITTSBURGH, PA 15206 | ELIZABETH ELOISE TRUST | BRICE CONTRACTING LLC | INSTALL 100A SUBPANEL IN GARAGE OF SINGLE FAMILY DWELLING | 600
17-M-01652 | 14 | 0086G00290000000 | 5819 FORBES AVE, PITTSBURGH, PA 15217 | DIDOMENICO ROCCO & VINCENZA (W) |  | MODIFICATIONS TO EXISTING COOKING HOOD EXHAUST DUCTWORK | 13000
18-E-02271 | 21 | 0022P00128000000 | 1336 PENNSYLVANIA AVE, PITTSBURGH, PA 15233 | 1336 PENNSYLVANIA AVENUE LLC |  | ELECTRICAL REWIRE | 2000
18-E-01521 | 4 | 0029F00085000000 | 100 TECHNOLOGY DR, PITTSBURGH, PA 15219 | MB PITTSBURGH BRIDGESIDE DST | CLISTA ELECTRIC INC | ELECTRICAL RELATED TO 18-B-01880 | 35000
18-OCC-00646 | 10 | 0080G00171000000 | 5126 BUTLER ST, PITTSBURGH, PA 15201 | CHIPPY LLC |  |  | 0
8/21/2018
18-D-00178 | 29 | 0060H00272000000 | 1617 LEOLYN ST, PITTSBURGH, PA 15210 | MILLER CRYSTAL L | DELLER PROFESSIONAL SERVICES INC | EMERGENCY DEMOLITION AND RECOVERY: Raze 2 Stry SFD, remove all garbage and debris. ACHD application required within 24 hrs of completion, ACHD confirmed this structure contains no suspect material to test inspection by S. Sanberg 8/20/18. 7 (seven) day contract term starting 8/20/18 1:00 pm, ending 8/27/18 5:00 pm. Remove all porches, staircases, fences, driveways. Contract holder will be assisting Pittsburgh Fire Department and Pittsburgh Police Sgt. Tom Huerbin PBP 412-323-7131 with victim recovery. | 0
18-E-00735 | 1 | 0002J00104000000 | 301 GRANT ST, PITTSBURGH, PA 15219 | PITTSBURGH CBD LLC | HATZEL & BUEHLER INC | RELATED TO 17-B-04471 | 65000
18-OCC-00532 | 28 | 0039G00500000000 | 2226 NOBLESTOWN RD, PITTSBURGH, PA 15205 | WESTWOOD COMMERCIAL PROPERTIES LP |  | OCC ONLY | 0
18-B-03118 | 14 | 0086A00117000000 | 1428 INVERNESS AVE, PITTSBURGH, PA 15217 | OKONKWO DAVID O & QUIRINE J L (W) | Totin Too, LLC | REPLACE ROOF AT A 2.5 STORY SINGLE FAMILY DWELLING | 32882
18-E-02273 | 15 | 0055B00036000A00 | 4241 GLADSTONE ST, PITTSBURGH, PA 15207 | MCGINNIS NANCY A | HUFNAGEL ELECTRIC LLC | ELECTRICAL SERVICE | 1712
18-B-02828 | 27 | 0114K00259000000 | 1844 WITTMER ST, PITTSBURGH, PA 15212 | WEAVER JEFFREY J & CARLA J (W) |  | Construction of 8' retaining wall in rear yard. | 0
18-B-01797 | 15 | 0054L00252000000 | 4048 BEECHWOOD BLVD, PITTSBURGH, PA 15217 | 89 BEECHWOOD ASSOCIATES | ABE'S HOME IMPROVEMENTS | INTERIOR RENOVATIONS TO ONE STORY STRUCTURE (STORE 4, HAIR SALON-BORIC'S) | 0
18-M-01016 | 14 | 0087R00055000000 | 6300 EBDY ST, PITTSBURGH, PA 15217 | JEN COTY NANCHIEN | SCHULTHEIS BROS CO | INSTALL (2) NEW FURNACES, DUCT, AIR HANDLER, (2) NEW A/C UNITS FOR SINGLE FAMILY DWELLING | 29730
18-M-01136 | 5 | 0027F00093000000 | 3016 IOWA ST, PITTSBURGH, PA 15219 | FANG SHIU-MIN | SCHULTHEIS BROS CO | REPLACEMENT A/C UNIT AT REAR OF SINGLE FAMILY DWELLING | 3100
18-E-02250 | 14 | 0127P00032000000 | 6640 FOREST GLEN RD, PITTSBURGH, PA 15217 | REICH MANUEL D | ROCK ELECTRIC INC | ELECTRICAL ALTERATIONS TO SINGLE FAMILY DWELLING | 7500
18-E-02274 | 15 | 0054L00252000000 | 4048 BEECHWOOD BLVD, PITTSBURGH, PA 15217 | 89 BEECHWOOD ASSOCIATES |  | ELECTRIC FOR SIGN - 18-SGN-00101 | 100
18-SGN-00113 | 7 | 0084E00348000000 | 5865 ELLSWORTH AVE, PITTSBURGH, PA 15232 | RUANKAEW LLC | TRI-STATE SIGNS & REPROGRAPHICS | PROJECTING SIGN - SENYAI | 0
18-E-01765 | 17 | 0012J00438000C00 | 1912 JANE ST, PITTSBURGH, PA 15203 | 1912 CONDO ASSOCIATES LLC |  | ELECTRICAL WORK RELATED TO 17-B-00690 | 7000
18-B-01603 | 25 | 0023F00317000000 | 216 JACKSONIA ST, PITTSBURGH, PA 15212 | KELMAN FIONA | KRESS BROTHERS BUILDERS | (AMENDING 18-B-00512) INTERIOR RENOVATIONS AND BUILD A 8' X 16' DORMER AT ROOF FOR 2.5 STORY, SINGLE-FAMILY DWELLING | 78000
18-B-02829 | 14 | 0085K00298000000 | 8 W WOODLAND RD, PITTSBURGH, PA 15232 | ROSENBERG COLIN M & JACQUELINE R (W) |  | Construction of new 9' retaining wall on interior side property line. | 0
18-B-03119 | 4 | 0028N00155000000 | 343 LAWN ST, PITTSBURGH, PA 15213 | CLARK WEI | MUTUAL BUILDERS | ROOF REPLACEMENT | 5000
17-PLC-00117 | 26 | 0046B00078000000 | 2600 PERRYSVILLE AVE, PITTSBURGH, PA 15214 | WILLIAMS CLEO D |  | NEW PLACARD - 75 OCCUPANTS - BOTH SIDES | 0
17-OCC-00984 | 26 | 0046B00078000000 | 2600 PERRYSVILLE AVE, PITTSBURGH, PA 15214 | WILLIAMS CLEO D WILLIAMS VANESSA CAROL |  | AMENDING PERMIT 16-OCC-00009 - OCC ONLY | 0
18-B-02696 | 10 | 0121K00166000000 | 1808 JANCEY ST, PITTSBURGH, PA 15206 | MORNINGSIDE PARTNERS LP | SOTA CONSTRUCTION SERVICES, INC. | AMENDING PERMIT 18-B-02050 TO CORRECT ADDRESS - INTERIOR RENOVATION. AND FAÇADE RENOVATION. NEW 3-STORY ADDITION WITH INTEGRAL PARKING ON GROUND LEVEL. RENOVATION OF PLAZA. | 0
18-E-02276 | 18 | 0003R00286000000 | 1000 ARLINGTON AVE, PITTSBURGH, PA 15210 | 1000 ARLINGTON LLC | MILLER ELECTRIC CONSTRUCTION, INC | TOTAL REWIRE - 2 FAMILY DWELLING | 34000
18-B-03121 | 22 | 0023J00328000000 | 1243 BUENA VISTA ST, PITTSBURGH, PA 15212 | BECHTOLD NICOLE & PETER (H) | Lesko Home Improvement | INTERIOR RENOVATION | 75000
18-OCC-00648 | 1 | 0001G00151000000 | 34 BLVD OF THE ALLIES, PITTSBURGH, PA 15222 | PRESS ACQUISITION CORPORATION |  | OCCUPANCY ONLY | 0
18-B-01505 | 1 | 0002M00070000000 | 1400 LOCUST ST, PITTSBURGH, PA 15219 | MERCY HOSPITAL OF PITTSBURGH | IKM ARCHITECTURE | INTERIOR AND EXTERIOR RENOVATIONS TO THIRD FLOOR IN EXISTING HOSPITAL | 159000
18-E-01457 | 1 | 0001H00030000000 | 6 PPG PL, PITTSBURGH, PA 15222 | HRLP FOURTH AVENUE LLC | LUGAILA MECHANICAL INC. | ELECTRIC ASSOCIATED WITH 18-B-01775 | 120000
18-E-02277 | 1 | 0001H00030000000 | 6 PPG PL, PITTSBURGH, PA 15222 | HRLP FOURTH AVENUE LLC | LUGAILA MECHANICAL INC. | WORK ON EXISTING BRANCH CIRCUITS (POWER, LIGHTING, AND SWITCHING) INCLUDING IN KIND REPLACEMENT OF CIRCUITS RELATED TO 18-B-02069 | 14000
18-COM-00064 | 26 | 0047B00061000000 | 1200 SHREVE ST, PITTSBURGH, PA 15202 | CROWN COMMUNICATIONS INC | BLACKHAWK NEFF INC. | INSTALL 3 MOUNTS FOR 6 ANTENNA AND EQUIPMENT AT 150' ELEVATION ON EXISTING CLASS C COMMUNICATION TOWER. TWO CABINETS INSTALLED 10'X10' LEASE AREA IN EXISTING EQUIPMENT ROOM. | 25000
18-B-02354 | 17 | 0003K00300000000 | 134 S 7TH ST, PITTSBURGH, PA 15203 | IP NUVO CARSON LLC | MARTIK BROTHERS INC | (AMENDMENT TO 17-B-04135) BUILD 4 STORY 101,200 SQ FT STRUCTURE FOR USE AS WAREHOUSE, RESIDENTIAL STORAGE | 6266211
18-OCC-00649 | 21 | 0022K00370000000 | 1302 LIVERPOOL ST, PITTSBURGH, PA 15233 | CSERVAK CHRISTOPHER E |  |  | 500
14-B-00329 | 10 | 0050K00195000000 | 4824 BROAD ST, PITTSBURGH, PA 15224 | HEAVYSET HOLDINGS LLC |  | FIRE RESTORATION TO 2 STORY SINGLE FAMILY DWELLING TO ABATE CONDEMNATION | 5000
18-E-02278 | 10 | 0080H00119000000 | 5138 HOLMES ST, PITTSBURGH, PA 15201 | MCQUAIDE WILLIAM J IV & FRANCES C (W) |  | ELECTRICAL SERVICE | 100
18-OCC-00345 | 11 | 0083G00157000000 | 714 N BEATTY ST, PITTSBURGH, PA 15206 | STEEL TOWN PROPERTIES M3 LLC |  | use of (2) rear parking pads 1 compact 1 standard | 2000
18-E-02279 | 19 | 0034E00082000000 | 1519 WEST LIBERTY AVE, PITTSBURGH, PA 15226 | TRI STATE LAND CO | TOWARD ELECTRICAL CONTRACTING |  | 2000
18-B-02221 | 14 | 0086S00192000000 | 6410 BEACON ST, PITTSBURGH, PA 15217 | BALK MARSHALL L & KAREN F (W) | Aspen Valley Contracting, Inc. | EXTERIOR AND INTERIOR RENOVATIONS BUILD A COVERED OPEN PATIO WITH ROOF BALCONY AT SOUTHERLY REAR OF 2.5 STORY, SINGLE-FAMILY DWELLING | 150000
17-B-04778 | 10 | 0119S00177000000 | 5413 BUTLER ST, PITTSBURGH, PA 15201 | STADTERMAN STEVEN K | STEVEN K. STADTERMAN | INTERIOR AND EXTERIOR RENOVATIONS AND BUILD A 14' X 10' SECOND STORY DECK AT REAR OF TWO-STORY, TWO-FAMILY DWELLING | 30000
18-B-03127 | 19 | 0004A00274000000 | 321 AMABELL ST, PITTSBURGH, PA 15211 | MCMAHON ROBERT J | PERFECT SENSE PROPERTIES LLC | Interior renovations for existing 3.5 story three-unit building. | 35000
18-OCC-00651 | 20 | 0042S00151000000 | 2852 BERGMAN, PITTSBURGH, PA | CRAIG GARAY |  | OCC ONLY | 0
18-SGN-00133 | 14 | 0126M00104000000 | 7227 REYNOLDS ST, PITTSBURGH, PA 15208 | CITY OF PITTSBURGH | ADVANCE SIGN CO | REPLACE MONUMENT SIGN WITH GROUND SIGN - THE FRICK PITTSBURGH | 0
18-B-02826 | 14 | 0053D00207000000 | 5261 FORBES AVE, PITTSBURGH, PA 15217 | CUNNINGHAM MATTHEW E | David Nadoff Construction LLC | BUILD A ONE STORY ADDITION AND A TWO STORY ADDITION ON THE WESTERLY SIDE AND AT THE REAR | 70000
18-B-03092 | 13 | 0174H00156000000 | 1087 BLACKADORE ST, PITTSBURGH, PA 15221 | BASKIN SHAHEED | Seam Construction | INTERIOR RENOVATIONS TO BATH IN 2 STORY SINGLE FAMILY DWELLING | 7500
18-B-00061 | 13 | 0174H00156000000 | 1087 BLACKADORE ST, PITTSBURGH, PA 15221 | BASKIN SHAHEED | Seam Construction | INTERIOR RENOVATIONS TO ABATE FIRE DAMAGE FOR TWO-STORY, SINGLE-FAMILY DWELLING | 10000
18-M-01137 | 9 | 0049K00222000000 | 293 FISK ST, PITTSBURGH, PA 15201 | PITTSBURGH RESIDENTIAL SOLUTIONS LLC |  | INSTALL NEW A/C UNIT, FURNACE, DUCTWORK & MINI SPLIT | 9500
18-M-01139 | 19 | 0006L00012000000 | 304 EDITH ST, PITTSBURGH, PA 15211 | BROWN JASON EDWARD & MICHELLE J (W) |  | INSTALL NEW A/C UNITS, FURNACES, DUCTWORK FOR SINGLE FAMILY DWELLING & GARAGE HEATER FOR INTEGRAL GARAGE | 18000
8/22/2018
18-F-00200 | 22 | 0023M00012000000 | 320 NORTH AVE, PITTSBURGH, PA 15212 | ALLEGHENY GENERAL HOSPITAL | WELLINGTON POWER CORP | REPLACE FIRE ALARM THROUGHOUT PARKING GARAGE | 60000
18-M-01140 | 6 | 0025S00069000000 | 2926 LEANDER ST, PITTSBURGH, PA 15219 | REICHENBACHER JOSEPH C | INNOVATIVE HEATING & COOLING | (1) INSTALL NEW A/C UNIT AND REPLACE AHU, DUCTWORK | 1700
18-E-02281 | 14 | 0085N00163000000 | 5480 FAIR OAKS ST, PITTSBURGH, PA 15217 | FREDRIKSON MATTHEW J | ARMSTRONG PLUG & SWITCH, LLC | INSTALL FIXTURES & OUTLETS | 500
18-E-02282 | 15 | 0054M00181000000 | 3963 BOULEVARD DR, PITTSBURGH, PA 15217 | SMITH BENJAMIN M & MEGAN E C (W) | ARMSTRONG PLUG & SWITCH, LLC | INSTALL 200A SERVICE PANEL | 1500
18-S-00351 | 1 | 0002M00070000000 | 1400 LOCUST ST, PITTSBURGH, PA 15219 | MERCY HOSPITAL OF PITTSBURGH | JOHNSON CONTROLS FIRE PROTECTION LP | ADD/RELOCATE SPRINKLER HEADS: FLOORS 1,3,4...RELATED TO 18-B-00864 | 22000
18-E-02284 | 7 | 0084K00027000000 | 5917 ALDER ST, PITTSBURGH, PA 15232 | DONOVAN SAMUEL S & HEIDI A S (W) |  | TOTAL REWIRE | 5000
18-E-02283 | 22 | 0023L00220000000 | 138 PARKHURST ST, PITTSBURGH, PA 15212 | HERRING ADRIAN | TESLA ENERGY OPERATIONS (FORMERLY SOLARCITY) | USE OF (15) SOLAR PANELS ON THE ROOF OF A TWO-STORY SINGLE FAMILY DWELLING | 5444
18-B-01775 | 1 | 0001H00030000000 | 6 PPG PL, PITTSBURGH, PA 15222 | HRLP FOURTH AVENUE LLC | PRECISION BUILDERS INC | TENANT FITOUT OF 9994 SQ FT AS OFFICE (LIMITED) ON 2ND FLOOR OF 14 STORY STRUCTURE | 141200
18-D-00075 | 26 | 0045H00045000000 | 803 MARSHALL AVE, PITTSBURGH, PA 15214 | RESIDENTIAL RESOURCES INC | HALE DEMOLITION | DEMOLISH 20'X20' GARAGE IN REAR OF BUILDING | 3000
18-B-03137 | 7 | 0084L00220000001 | 6202 ALDER ST, PITTSBURGH, PA 15206 | SACRED HEART CHURCH OF PITTSBURGH | RYCON CONSTRUCTION, INC | INTERIOR RENOVATIONS (2100 SQ FT) OF BASEMENT AND FIRST FLOOR AND REPLACE EXISTING INTERIOR WINDOWS AND DOORS, AMENDING 18-B-00306 | 206603
18-OCC-00638 | 16 | 0013H00194000000 | 2824 SUMNER ST, PITTSBURGH, PA 15203 | VITO DANIEL & DONNA L HETRICK (W) |  | OCC ONLY | 0
18-E-02285 | 15 | 0055J00114000000 | 4620 2ND AVE, PITTSBURGH, PA 15207 | ALMONO LP | VANTAGE CORPORATION | TEMP SERVICE | 5000
18-OCC-00653 | 7 | 0052D00094000000 | 727 S AIKEN AVE, PITTSBURGH, PA 15232 | HEAKINS RONALD E |  | REPLACE EXISTNG PATIO AND INSTALL NEW DECKING IN REAR OF SINGLE FAMILY DWELLING. | 3000
18-E-02286 | 19 | 0062A00104000000 | 2327 CANDACE ST, PITTSBURGH, PA 15216 | COSTA PHILIP | SIMON ELECTRIC | INSTALL 100A SERVICE | 1250
18-B-02868 | 19 | 0004C00177000000 | 125 W STATION SQUARE DR, PITTSBURGH, PA 15219 | FOREST CITY STATION SQUARE ASSOCIATES LP | PHOENIX ROOFING INC | ROOF REPLACEMENT | 2100000
18-B-01545 | 8 | 0084B00114000000 | 5948 BAUM BLVD, PITTSBURGH, PA 15206 | VERBOFSKY ALAN B | JANOCHA CONSTRUCTION INC | INTERIOR RENOVATIONS TO GROUND FLOOR IN EXISTING STRUCTURE | 32000
18-B-03138 | 26 | 0116E00286000000 | 3726 PERRYSVILLE AVE, PITTSBURGH, PA 15214 | ODELL & DEANNA ROBINSON | QUAKER STATE CONSTRUCTION CO INC | RE-BUILD REAR PORCH (SAME LOCATION, SAME SIZE, SAME DIMENSIONS) (14.5 FT X 6 FT X 38") AT THE REAR OF A 2.5 STORY SINGLE FAMILY DWELLING | 28900
18-OCC-00654 | 19 | 0035M00269000000 | 1701 W LIBERTY, PITTSBURGH, PA 15226 | NORTHSTAR W LIBERTY AVE PROPERTY LLC |  | USE OF EXISTING I STORY STRUCTURE AND LOT AS VEHICLE/EQUIPMENT SALES(GENERAL) | 0
18-S-00441 | 1 | 0002M00065000000 | 1401 BLVD OF THE ALLIES, PITTSBURGH, PA 15219 | MERCY HOSPITAL OF PITTSBURGH | PREFERRED FIRE PROTECTION INC | RELOCATE SPRINKLER HEADS | 2100
18-D-00067 | 8 | 0084F00014000000 | 5874 BAUM BLVD, PITTSBURGH, PA 15206 | BAUM GROVE LP | A MARTINI & CO INC | DEMOLISH 2 STORY STRUCTURE | 65000
18-B-00440 | 8 | 0084F00014000000 | 5880 BAUM BLVD, PITTSBURGH, PA 15206 | BAUM GROVE LP | A MARTINI & CO INC | NEW CONSTRUCTION OF ONE STORY STRUCTURE TO REMAIN VACANT FOR FUTURE COMMERCIAL USE. | 400000
18-OCC-00655 | 19 | 0006S00200000000 | 156 OLYMPIA ST, PITTSBURGH, PA 15211 | LENTZ MARILYN G |  | OCC ONLY | 1564
18-OCC-00600 | 19 | 0004N00134000000 | 491 NORTON ST, PITTSBURGH, PA 15211 | FUCHEL THOMAS |  | OCCUPANCY ONLY | 0
18-B-02462 | 32 | 0096C00124000000 | 1523 BELLAIRE ST, PITTSBURGH, PA 15226 | LINZ TIMOTHY M |  | BUILD A 6'-6" HEIGHT RETAINING WALL AT WESTERLY SIDE OF TWO-STORY, SINGLE-FAMILY DWELLING | 18000
18-COM-00052 | 14 | 0085R00092000002 | 5898 WILKINS AVE, PITTSBURGH, PA 15217 | CONGREGATION EZ HAYIM TREE OF LIFE | GRAFT ELECTRIC, INC. | REPLACE 6 ANTENNA AND EQUIPMENT AT 49' ELEVATION ON ROOF OF EXISTING STRUCTURE | 15000
18-E-00710 | 1 | 0002M00070000000 | 1400 LOCUST ST, PITTSBURGH, PA 15219 | MERCY HOSPITAL OF PITTSBURGH | CLISTA ELECTRIC INC | ELECTRIC ASSOCIATED WITH 18-B-00864 | 0
18-F-00115 | 1 | 0002M00070000000 | 1400 LOCUST ST, PITTSBURGH, PA 15219 | MERCY HOSPITAL OF PITTSBURGH | CLISTA ELECTRIC INC | FIRE ALARM ASSOCIATED WITH 18-B-00864 | 22480
18-E-01934 | 2 | 0001D00012000000 | 120 5TH AVE, PITTSBURGH, PA 15222 | PGH NATIONAL BANK TRUSTEE | CLISTA ELECTRIC INC | INSTALL MOTORS & DISCONNECTS RELATED 18-M-00458 | 2886
18-B-02935 | 14 | 0053D00231000000 | 159 TECHVIEW TER, PITTSBURGH, PA 15213 | COPPERSMITH LAUREL ANN | Sarver Construction, LLC | ONE STORY REAR ADDITION | 15000
18-E-02288 | 14 | 0087A00126000000 | 5521 HOBART ST, PITTSBURGH, PA 15217 | LIN TING | WERNER ELECTRICAL | ELECTRICAL ALTERATIONS TO SINGLE FAMILY DWELLING | 4000
18-F-00201 | 8 | 0051L00088000000 | 5308 LIBERTY AVE, PITTSBURGH, PA 15224 | CWI SHADYSIDE HOTEL LLC | KEYSTONE ELECTRICAL | INSTALLATION OF FIRE ALARM DEVICES, RELATED 18-B-00189 | 1500
18-E-02289 | 27 | 0045E00018000000 | 1415 DICKSON ST, PITTSBURGH, PA 15212 | SINDLER SARAH J | WERNER ELECTRICAL | 100 AMP SERVICE FOR SINGLE FAMILY DWELLING | 900
18-M-01142 | 26 | 0046J00326000000 | 2240 WILSON AVE, PITTSBURGH, PA 15214 | OAKGLADE REALTY CAPITAL PARTNERS LP | BRODY HEATING & AIR INC. | INSTALL NEW FURNACE & DUCT WORK | 7700
18-B-02191 | 22 | 0008C00236000000 | 100 S COMMONS ST, PITTSBURGH, PA 15212 | FAROS ACA RE LLC | FAROS PROPERTIES LLC | INTERIOR RENOVATIONS TO 13TH FLOOR IN EXISTING STRUCTURE | 117450
18-PLC-00054 | 22 | 0008C00236000000 | 100 S COMMONS ST, PITTSBURGH, PA 15212 | FAROS ACA RE LLC |  | 3RD FLOOR OF 100 S COMMONS, TRAINING ROOM 014 WITHIN PITTSBURGH TECHNOLOGY COUNCIL - 73 OCCUPANTS | 0
18-PLC-00053 | 22 | 0008C00236000000 | 100 S COMMONS ST, PITTSBURGH, PA 15212 | FAROS ACA RE LLC |  | 3RD FLOOR OF 100 S COMMONS, CONFERENCE ROOM 003 AND 004 WITHIN NOVA PLACE CONFERENCE CENTER - 105 OCCUPANTS | 0
18-PLC-00052 | 22 | 0008C00236000000 | 100 S COMMONS ST, PITTSBURGH, PA 15212 | FAROS ACA RE LLC |  | NEW PLACARD FOR 3RD FLOOR OF 100 S COMMONS, CONFERENCE ROOM 004 WITHIN NOVA PLACE CONFERENCE CENTER - 58 OCCUPANTS | 0
18-E-02143 | 7 | 0084C00055000000 | 6133 SPIRIT ST, PITTSBURGH, PA 15206 | EASTSIDE LIMITED PARTNERSHIP III | OMNI ELECTRIC | ELECTRIC FOR TENANT FIT-OUT RELATED TO 18-B-0933 | 21000
18-F-00291 | 14 | 0053B00100000000 | 4831 FREW ST, PITTSBURGH, PA 15213 | CITY OF PITTSBURGH | KIRBY ELECTRIC | FLOORS 1-4 CLASSROOM FIRE ALARM RENOVATIONS...RELATED 18-B-01183. | 100000
18-OCC-00650 | 29 | 0095S00076000000 | 2382 EDGAR ST, PITTSBURGH, PA 15210 | COSTA BRADLEY N |  | AMENDING PERMIT 17-OCC-00687 - OCC ONLY | 0
18-E-01954 | 12 | 0171H00310000000 | 1041 FREEPORT RD, PITTSBURGH, PA 15238 | KROGER CO (THE) | UNITED ELECTRIC CO | INSTALL FIXTURES, MOTORS, OUTLETS & PANELS | 100000
18-M-00595 | 1 | 0001M00013000000 | 14 WOOD ST, PITTSBURGH, PA 15222 | POINT PARK UNIVERSITY | SENTRY MECHANICAL | ALTERATIONS TO EXISTING DUCT/NEW DUCT/EQUIPMENT RELATED TO 18-B-01452 | 25000
18-COM-00057 | 10 | 0081C00016000000 | 4603 STANTON AVE, PITTSBURGH, PA 15201 | CITY OF PITTSBURGH | GRAFT ELECTRIC, INC. | RELOCATE 6 AND ADD 6 ANTENNAS AND EQUIPMENT AT 47' ELEVATION TO EXISTING WALL MOUNTED INSTALLATION ON FIRE STATION WATCH TOWER. ANTENNAS PAINTED TO MATCH. | 15000
18-M-01120 | 3 | 0002D00250000000 | 438 PROTECTORY PL, PITTSBURGH, PA 15219 | CRAWFORD ROBERTS LIMITED PARTNERSHIP | SENTRY MECHANICAL | REPLACEMENT AND/OR RELOCATION OF GRILLS, REGISTERS & DIFFUSERS RELATED 17-B-02009 | 400
18-B-02917 | 9 | 0080P00107000000 | 163 45TH ST, PITTSBURGH, PA 15201 | BLOOMMER, LLC | BARTLING RENOVATIONS INC | (AMENDING 18-B-02618 TO REPLACE) INTERIOR AND EXTERIOR RENOVATIONS TO INCLUDE REPLACE ROOF AND WINDOWS AND DOORS AND REMOVE BRICKS TO INSTALL SIDING AT A TWO-STORY SINGLE FAMILY DWELLING | 12000
18-M-01121 | 3 | 0002D00250000000 | 426 PROTECTORY PL, PITTSBURGH, PA 15219 | CRAWFORD ROBERTS LIMITED PARTNERSHIP | SENTRY MECHANICAL | REPLACEMENT AND/OR RELOCATION OF GRILLS, REGISTERS & DIFFUSERS RELATED 17-B-02015 | 400
18-E-02291 | 11 | 0083G00093000000 | 728 N EUCLID AVE, PITTSBURGH, PA 15206 | VANEGAS DANIEL F RODRIGUEZ | PREMIER WIRING SOLUTIONS | AMENDING PERMIT 18-E-00082 ELECTRIC FOR NEW CONSTRUCTION - SINGLE FAMILY DWELLING & GARAGE | 1000
18-F-00333 | 7 | 0084L00220000001 | 6202 ALDER ST, PITTSBURGH, PA 15206 | SACRED HEART CHURCH OF PITTSBURGH | TRI STATE ELECTRIC | RELATED 18-B-03137 | 600
18-M-01131 | 28 | 0040H00170000000 | 115 ARNOLD ST, PITTSBURGH, PA 15205 | MACNEILL RICHARD A & KATHLEEN J (W) | PHILLIPS HEATING & AC CO. | INSTALL NEW A/C UNIT & FURNACE | 5700
18-B-03144 | 19 | 0004J00098000000 | 467 GRACE ST, PITTSBURGH, PA 15211 | VILLANOVA JAMES & PATRICIA (W) | Chatham Design | REPLACEMENT WINDOWS REPLACE REAR DOOR AND EXTERIOR SIDING IN 2 STORY TWO FAMILY DWELLING | 2400
18-OCC-00626 | 19 | 0004J00098000000 | 467 GRACE ST, PITTSBURGH, PA 15211 | VILLANOVA JAMES & PATRICIA (W) |  | OCCUPANCY ONLY | 1200
18-B-03145 | 10 | 0081L00183000000 | 145 SCHENLEY MANOR DR, PITTSBURGH, PA 15201 | LARUSSA MANDI CAMPBELL & ADRIANE | Titan Roofing PGH,LLC | FIRE RESTORATION....INTERIOR AND EXTERIOR RENOVATIONS AND REPLACE WINDOWS AT A TWO STORY, PARTY WALL IN BETWEEN, TWO FAMILY DWELLING | 21500
18-OCC-00436 | 17 | 0003M00332000000 | 20 ENON WAY, PITTSBURGH, PA 15203 | MAZURCZYK BOGDAN & EUGENE MAZURCZYK |  | OCC ONLY | 0
8/23/2018
18-PLC-00079 | 4 | 0027D00060000000 | 4500 CENTRE AVE, PITTSBURGH, PA 15213 | CD PARK 7 PITTSBURGH OWNER LLC |  | NEW PLACARD - 377 OCCUPANTS - 7TH FLOOR DECKS & POOL - RELATED 18-B-01107 | 0
18-F-00135 | 22 | 0008C00155000000 | 1 ALLEGHENY CTR, PITTSBURGH, PA 15212 | FAROS ACA RE LLC | CLISTA ELECTRIC INC | CREATE COMMON AREA AND TOILET ROOMS ON 3RD FLOOR RELATED TO 18-B-01109 | 3500
18-F-00287 | 22 | 0008C00236000000 | 1 ALLEGHENY SQ, PITTSBURGH, PA 15212 | FAROS | CLISTA ELECTRIC INC | ALTERATIONS TO FIRE ALARM SYSTEM | 9500
18-E-02292 | 14 | 0177N00179000000 | 304 RAYMOND ST, PITTSBURGH, PA 15218 | SMOUSE BRIAN & JENNIFER (W) | CASTELLANO ELECTRIC | INSTALL 100A SUB-PANEL AT DETACHED GARAGE | 800
18-E-01907 | 1 | 0002J00104000000 | 301 GRANT ST, PITTSBURGH, PA 15219 | PITTSBURGH CBD LLC | WOOD ELECTRICAL CONSTRUCTION | ELECTRICAL WORK ON THE 35TH FLOOR RELATED TO 18-B-01966 | 22800
18-F-00283 | 1 | 0002J00104000000 | 301 GRANT ST, PITTSBURGH, PA 15219 | PITTSBURGH CBD LLC | WOOD ELECTRICAL CONSTRUCTION | FIRE ALARM WORK ON THE 35TH FLOOR RELATED TO 18-B-01966 | 2600
18-E-02243 | 8 | 0026H00269000000 | 4713 LORIGAN ST, PITTSBURGH, PA 15224 | LIPPELLO JOHN S | PROGRESSIVE POWER SOLUTIONS LLC | INSTALL 150A SERVICE PANEL | 1500
18-E-02244 | 9 | 0080P00107000000 | 163 45TH ST, PITTSBURGH, PA 15201 | ROSENBLOOM JOSEPH | PROGRESSIVE POWER SOLUTIONS LLC | INSTALL 150A SERVICE PANEL | 1500
18-E-02245 | 6 | 0049J00221000000 | 212 38TH ST, PITTSBURGH, PA 15201 | LEGACY REAL ESTATE DEVELOPMENTLLC | PROGRESSIVE POWER SOLUTIONS LLC | TOTAL REWIRE | 15000
18-E-02246 | 10 | 0082J00326000000 | 5426 BOSSART ST, PITTSBURGH, PA 15206 | ABRAM ROBERT | PROGRESSIVE POWER SOLUTIONS LLC | ELECTRIC FOR SWIMMING POOL | 1850
18-E-02293 | 14 | 0088B00270000000 | 4233 LUDWICK ST, PITTSBURGH, PA 15217 | LEVICOFF EDWARD I | JAMES C. AGLIORI ELECTRIC | INSTALL OUTLETS, FIXTURES, SMOKE DETECTORS, 150A SERVICE PANEL IN SINGLE FAMILY DWELLING | 9130
18-B-03146 | 8 | 0051C00280000000 | 221 S AIKEN AVE, PITTSBURGH, PA 15206 | HONSE CHARLES W JR | Window Nation,, Inc. | REPLACEMENT WINDOWS IN 2 1/2 STORY TWO FAMILY DWELLING | 5393
18-B-03147 | 28 | 0018A00321000000 | 126 OAK BROOK CIR, PITTSBURGH, PA 15220 | POWELL KATHRYN M | Window Nation,, Inc. | REPLACEMENT WINDOWS IN 2 STORY SINGLE FAMILY DWELLING | 8395
18-B-03148 | 27 | 0114R00203000000 | 3721 MCCLURE AVE, PITTSBURGH, PA 15212 | DONAHUE FRANCIS J & JOANNE (WE | Window Nation,, Inc. | REPLACEMENT WINDOWS IN 2 1/2 STORY SINGLE FAMILY DWELLING | 3886
18-B-03151 | 7 | 0051R00098000200 | 586 S AIKEN AVE, PITTSBURGH, PA 15232 | DISHART MICHAEL K | CENTURY INTERIORS INC | REPLACE ROOF AT A TWO-STORY SINGLE FAMILY DWELLING | 60000
18-E-02296 | 16 | 0012L00279000000 | 2423 SARAH ST, PITTSBURGH, PA 15203 | AVOLIO FERNANDO & ELENA (W) |  | RECONNECT FOR SINGLE FAMILY DWELLING | 1300
18-B-03155 | 21 | 0007B00239000000 | 1003 MANHATTAN ST, PITTSBURGH, PA 15233 | BRETZ NICHOLAS |  | EXTERIOR RENOVATIONS REPLACE LINTEL ON FRONT TWO WINDOWS AND MASONRY REPAIRS AND REPLACE SHINGLES AND FLASHING ON FRONT PORCH ROOF AT A TWO-STORY SINGLE FAMILY DWELLING | 5000
18-M-01148 | 19 | 0062S00130000000 | 738 GALLION AVE, PITTSBURGH, PA 15226 | DODD STUART A & GINA F (W) |  | (1) NEW A/C UNIT, FURNACE & DUCT WORK | 7000
18-M-00947 | 2 | 0009N00136000000 | 945 PENN AVE, PITTSBURGH, PA 15222 | SUMMIT HOSPITALITY 139 LLC | MCKAMISH | REPLACEMENT COOLING TOWER (8.33' X 12') AT ROOF OF HOTEL | 45800
18-OCC-00511 | 19 | 0006F00085000000 | 322 REPUBLIC ST, PITTSBURGH, PA 15211 | GIANELLA PATRICK A |  |  | 0
18-E-01711 | 17 | 0003E00150000000 | 15 TERMINAL WAY, PITTSBURGH, PA 15219 | MCKNIGHT RIVER WALK L P | WELLINGTON POWER CORPORATION | ELECTRICAL ALTERATIONS ON 3RD LEVEL, RELATED TO 18-B-00160 | 201500
18-B-03156 | 22 | 0023N00049000000 | 1209 MONTEREY ST, PITTSBURGH, PA 15212 | YOCHUM GARY D & RALPH F CURTIS JR | Nasco Roofing and Construction Inc. | ROOF REPLACEMENT | 10680
18-S-00004 | 29 | 0095M00209000000 | 2256 BROWNSVILLE RD, PITTSBURGH, PA 15210 | BELL TELEPHONE COMPANY OF PENNSYLVANIA | GRUNAU COMPANY INC | NEW CLEAN AGENT SYSTEM FOR GENERATOR ROOM RELATED TO 17-B-02443 | 18000
18-F-00310 | 29 | 0095M00209000000 | 2256 BROWNSVILLE RD, PITTSBURGH, PA 15210 | BELL TELEPHONE COMPANY OF PENNSYLVANIA |  | AMENDING PERMIT 18-F-00008 INSTALL FIRE ALARM FOR NEW CLEAN AGENT SYSTEM | 10000
18-B-02323 | 1 | 0002M00070000000 | 1400 LOCUST ST, PITTSBURGH, PA 15219 | MERCY HOSPITAL OF PITTSBURGH | RADELET MCCARTHY INC. | INTERIOR RENOVATIONS TO APPX. 520 SF ON THE G LEVEL FOR PAIN PROCEDURE ROOM IN EXISTING HOSPITAL | 24000
18-M-01152 | 23 | 0024F00123000000 | 1027 VINIAL ST, PITTSBURGH, PA 15212 | LUCKEY FAMILY HOLDINGS LLC | TOP NOTCH HEATING & AIR | REPLACE FURNACE, DUCTWORK, AND INSTALL PTAC UNIT FOR SINGLE FAMILY DWELLING | 2400
18-B-03143 | 14 | 0126A00130000000 | 332 ELYSIAN ST, PITTSBURGH, PA 15206 | MCLAREN MARISSA ANN |  | REPLACE PLASTER WITH DRYWALL AND REPLACE ROTTEN FLOOR BOARDS IN 2 1/2 STORY SINGLE FAMILY DWELLING | 1000
18-OCC-00656 | 10 | 0080H00224000000 | 802 MCCANDLESS AVE, PITTSBURGH, PA 15201 | YRA REAL ESTATE LLC |  | OCC ONLY | 0
18-B-02930 | 27 | 0075F00060000000 | 1803 FAIRLEE ST, PITTSBURGH, PA 15212 | ANTHONY LEE KENNEDY & JERRY CLAY KENNEDY JR | KENNEDY HOME REPAIR LLC | INTERIOR AND EXTERIOR RENOVATIONS, ROOF TO SINGLE FAMILY DWELLING, AMENDING 18-B-02736 | 25000
18-B-03161 | 25 | 0046N00208000000 | 2024 DRUM ST, PITTSBURGH, PA 15214 | ROBERSON MILO B & BENE ROBERSON | HOME DEPOT USA | REPLACEMENT WINDOWS IN 2 STORY SINGLE FAMILY DWELLING | 2534
18-B-03160 | 14 | 0087M00072000000 | 6383 MORROWFIELD AVE, PITTSBURGH, PA 15217 | WORGUL GEORGE S & JEANNE M (W) | HOME DEPOT USA | REPLACEMENT WINDOW IN 2 1/2 STORY SINGLE FAMILY DWELLING | 1271
18-B-03162 | 6 | 0049P00346000000 | 3929 LIBERTY AVE, PITTSBURGH, PA 15224 | 1301 GRANDVIEW I LLC | ARP Contracting LLC | INTERIOR AND EXTERIOR RENOVATIONS TO 2 1/2 STORY SINGLE FAMILY DWELLING | 95000
18-M-01153 | 13 | 0174F00286000000 | 7315 IDLEWILD ST, PITTSBURGH, PA 15208 | STITT PRESTON L & ADRIENNE L (W) | ARENNDOSH HEATING & COOLING INC | REPLACE EXISTING FURNACE | 2200
18-S-00426 | 7 | COMMON GROUND | 146 N BELLEFIELD AVE, PITTSBURGH, PA 15213 | BARONE | JOHNSON CONTROLS FIRE PROTECTION LP | ADD/RELOCATE SPRINKLER HEADS | 1850
18-M-00787 | 14 | 0053B00050000000 | 101 TECH ST, PITTSBURGH, PA 15213 | CARNEGIE MELLON UNIVERSITY | RUTHRAUFF SAUER | REPLACE DUCTWORK, DIFFUSERS, AND VAVS RELATED TO 18-B-02137 | 85000
18-M-00935 | 4 | 0028F00025000000 | 3471 5TH AVE, PITTSBURGH, PA 15213 | PRESBYTERIAN UNIVERSITY HOSPITAL | SSM INDUSTRIES INC | HVAC ALTERATIONS ON FLOORS 2, 4, 9, 11, ROOF. RELATED TO 18-B-02569 (AMENDING 17-M-01933) | 1200000
18-M-00934 | 2 | 0001D00012000000 | 120 5TH AVE, PITTSBURGH, PA 15222 | PGH NATIONAL BANK TRUSTEE | RUTHRAUFF SAUER | AIR DISTRIBUTION AND HEATING RECONFIGURATION ON 29TH FLOOR (RELATED TO 18-B-02564) | 120000
18-M-00829 | 2 | 0001D00012000000 | 120 5TH AVE, PITTSBURGH, PA 15222 | PGH NATIONAL BANK TRUSTEE | RUTHRAUFF SAUER | INTERIOR RENOVATION AND AIR TERMINAL REPLACEMENT ON THE 3RD FLOOR RELATED TO 18-B-01836/DOES NOT INLCUDE COOKING HOOD-ASSOCIATED EQUIPMENT | 70000
8/24/2018
18-F-00286 | 1 | 0001H00086000000 | 225 BLVD OF THE ALLIES, PITTSBURGH, PA 15222 | FRL DEVELOPMENT I LP | ARROW ELECTRIC | FIRE ALARM SYSTEM THROUGHOUT STRUCTURE RELATED TO 17-B-04515 | 29500
18-E-02299 | 11 | 0082N00017000000 | 818 JANCEY ST, PITTSBURGH, PA 15206 | ODONOUGHUE NICHOLAS & LAUREN (W) | CW ELECTRICAL SERVICES | INSTALL 60A EV CHARGER | 1000
18-F-00202 | 2 | 0002A00275000000 | 436 7TH AVE, PITTSBURGH, PA 15219 | KOPPERS LENDER ASSOCIATES LP | M & J ELECTRICAL CONTRACTING INC | MODIFICATION OF EXISTING FIRE ALARM SYSTEM, RELATED TO 18-B-00334 | 24000
18-E-02300 | 11 | 0082G00150000000 | 5705 CALLOWHILL ST, PITTSBURGH, PA 15206 | GLAZER KAREN | BORRASSO ELECTRIC CO | ELECTRIC FOR NEW CONSTRUCTION - 17-B-02026 | 5000
18-M-01158 | 24 | 0048K00325000000 | 600 WATERFRONT DR, PITTSBURGH, PA 15222 | MCH WATERFRONT LLC | COMBUSTION SERVICE & EQUIPMENT COMPANY | RELOCATION OF GRILLS, DIFFUSERS, MINOR ALTERATIONS TO SUPPLY DUCT | 16000
18-E-02301 | 11 | 0082G00150000000 | 5707 CALLOWHILL ST, PITTSBURGH, PA 15206 | GLAZER KAREN | BORRASSO ELECTRIC CO | ELECTRIC FOR NEW CONSTRUCTION - 17-B-03277 | 5000
18-B-03157 | 10 | 0082E00044000000 | 1157 DUFFIELD ST, PITTSBURGH, PA 15206 | WALTERS DEVAN M |  | ROOF REPLACEMENT | 9000
18-OCC-00533 | 2 | 0002A00097000000 | 535 SMITHFIELD ST, PITTSBURGH, PA 15222 | MCKNIGHT 535 SMITHFIELD LP |  | TEMP OCC | 0
18-B-02871 | 9 | 0049B00346000000 | 229 44TH ST, PITTSBURGH, PA 15201 | HUGHLEY NICHELLE R | IVR Enterprises, LLC | INTERIOR AND EXTERIOR RENOVATIONS, NEW ROOF, NEW DORMER | 100000
18-M-01159 | 17 | 0012E00053000A00 | 50 S 19TH ST, PITTSBURGH, PA 15203 | SOUTHSIDE THIRD LLC | GIORDANI GEORGE F | NEW FURNACE, A/C, AND DUCTWORK FOR SINGLE FAMILY DWELLING | 10000
18-M-01156 | 26 | 0045S00323000001 | 34 STRAUSS ST, PITTSBURGH, PA 15214 | NORTH SIDE ASSOCIATES | GIORDANI GEORGE F | NEW A/C, FURNACE, AND DUCTWORK | 9000
18-M-01157 | 26 | 0045S00323000001 | 32 STRAUSS ST, PITTSBURGH, PA 15214 | NORTH SIDE ASSOCIATES | GIORDANI GEORGE F | NEW A/C, FURNACE, AND DUCTWORK | 9000
18-M-01160 | 25 | 0022H00204000000 | 1616 BRIGHTON PL, PITTSBURGH, PA 15212 | NORTH PROPERTIES RESIDENCES I LLC | GIORDANI GEORGE F | NEW A/C UNITS, FURNACES, AND DUCTWORK | 14800
18-M-01162 | 22 | 0023J00214000000 | 514 N TAYLOR AVE, PITTSBURGH, PA 15212 | NORTH PROPERTIES RESIDENCES I LLC | GIORDANI GEORGE F | NEW A/C UNITS, FURNACES, AND DUCTWORK | 11000
18-M-01161 | 22 | 0023J00215000000 | 512 N TAYLOR AVE, PITTSBURGH, PA 15212 | NORTH PROPERTIES RESIDENCES I LLC | GIORDANI GEORGE F | NEW A/C UNITS, FURNACES, AND DUCTWORK | 23000
18-B-01701 | 12 | 0171E00150000000 | 815 FREEPORT RD, PITTSBURGH, PA 15215 | CITY OF PITTSBURGH | VOLPATT CONSTRUCTION CORPORATION | INTERIOR RENOVATIONS TO (872 SF) OF MRI #3 LEVEL 2 TO UPGRADE IMAGING EQUIPMENT AND UPGRADE FINISHES AT SM HOSPITAL | 119600
18-SGN-00132 | 6 | 0049E00128000000 | 3925 BUTLER ST, PITTSBURGH, PA 15201 | ARSENAL 201-PHASE I LLC | GRAPHICS 22 SIGNS INC | TWO 15SQ. FT. CANOPY SIGNS AND ONE 56 SQ. FT. PROJECTING BUSINESS ID SIGN | 10000
18-E-02304 | 10 | 0080G00260000000 | 5104 NATRONA WAY, PITTSBURGH, PA 15201 | ESSEL DAMIAN E & PHUONG T (W) | JB ELECTRIC CO | RECONNECT | 1600
18-S-00374 | 1 | 0001G00224190100 | 151 FORT PITT, PITTSBURGH, PA | OBRIEN MORGAN K & KATHLEEN (W) | RYCO FIRE PROTECTION SERVICES LP | INSTALLATION OF FIRE SPRINKLERS IN UNIT 1 - PENTHOUSE RELATED TO 17-B-02519 | 1000
18-E-02305 | 16 | 0012F00241000000 | 2117 WHARTON ST, PITTSBURGH, PA 15203 | KOGAN PETER L & ELINOR S NATHANSON (W) | JB ELECTRIC CO | KITCHEN WIRE | 2000
18-M-01163 | 19 | 0015F00107000000 | 723 BOGGS AVE, PITTSBURGH, PA 15211 | BUILD A DREAM INVESTMENTS LLC | GREG HEUKESHOVEN HTG & AC | (1) NEW A/C UNIT & AHU REPLACE DUCT WORK & FURNACE | 9200
18-M-00798 | 22 | 0008C00236000000 | 100 S COMMONS ST, PITTSBURGH, PA 15212 | FAROS | K & I SHEET METAL INC | HVAC RELATED TO 18-B-02191 | 13869
18-F-00290 | 14 | 0053B00100000000 | 4811 FREW ST, PITTSBURGH, PA 15213 | CITY OF PITTSBURGH | KIRBY ELECTRIC | CMU WEAN HALL: FIRE ALARM INSTALL... RELATED 18-B-01180 | 200000
18-OCC-00657 | 5 | 0026N00021000000 | 3364 MILWAUKEE ST, PITTSBURGH, PA 15219 | SMITH DONALD T JR |  | USE OF STRUCTURE AS SINGLE FAMILY DWELLING | 0
18-B-03171 | 8 | 0051G00177000000 | 420 S AIKEN AVE, #A3, PITTSBURGH, PA 15232 | RAVENNA CORPORATION | HBOY HOLDINGS LLC | INTERIOR RENOVATION | 15000
18-B-03170 | 1 | 0001H00330000000 | 310 4TH AVE, PITTSBURGH, PA 15222 | PITTSBURGH SPRUCE STREET PROPERTIES | JCS CONSTRUCTION GROUP INC | INTERIOR NON-STRUCTURAL DEMOLITION AT A COMMERCIAL STRUCTURE | 1100000
18-F-00263 | 2 | 0009P00050000200 | 1001 LIBERTY AVE, PITTSBURGH, PA 15222 | SPUS8 LIBERTY CENTER LP | KIRBY ELECTRIC | RELATED 18-B-01375 | 8000
18-E-02309 | 20 | 0042S00288000000 | 2722 GLEN MAWR AVE, PITTSBURGH, PA 15204 | BANKERS TRUST COMPANY OF CALIFORNIA(TRUSTEE) | KNK ELECTRIC | ELECTRICAL RECONNECT | 90
18-E-02308 | 17 | 0012P00071000000 | 1924 JOSEPHINE ST, PITTSBURGH, PA 15203 | GREENNOVATION CORP | KNK ELECTRIC | NEW CONSTRUCTION RELATED 16-B-03892 | 3000
18-B-02437 | 1 | 0002J00104000000 | 301 GRANT ST, PITTSBURGH, PA 15219 | PITTSBURGH CBD LLC | LGA PARTNERS | INTERIOR RENOVATIONS TO 25TH FLOOR IN 45 STORY STRUCTURE | 95120
18-E-02307 | 17 | 0012P00071000000 | 1928 JOSEPHINE ST, PITTSBURGH, PA 15203 | GREENNOVATION CORP | KNK ELECTRIC | NEW CONSTRUCTION RELATED 16-B-03895 | 3000
18-E-02306 | 17 | 0012P00071000000 | 1926 JOSEPHINE ST, PITTSBURGH, PA 15203 | GREENNOVATION CORP | KNK ELECTRIC | NEW CONSTRUCTION RELATED 16-B-03894 | 3000
18-E-02310 | 26 | 0045H00177000000 | 709 MAGINN ST, PITTSBURGH, PA 15214 | HERFORTH STEVEN R | F.M. RIGANO ELECTRIC | TEMP 100A SERVICE FOR CONSTRUCTION | 300
18-S-00385 | 1 | 0001G00239000000 | 11 STANWIX ST, PITTSBURGH, PA 15222 | G&I VIII MJW 11 STANWIX LLC | GRUNAU COMPANY INC | RELATED TO 18-B-01546 | 6000
18-B-03174 | 32 | 0095P00171000000 | 2330 WALTON AVE, PITTSBURGH, PA 15210 | MMR DEVELOPMENT LLC | Everything Construction LLC | INTERIOR AND EXTERIOR RENOVATION | 30000
18-B-01575 | 4 | 0029F00085000000 | 100 TECHNOLOGY DR, PITTSBURGH, PA 15219 | MB PITTSBURGH BRIDGESIDE DST | TURNER CONSTRUCTION COMPANY | INTERIOR RENOVATIONS TO (17400 SF) OF THIRD FLOOR OFFICE SPACE AT A FIVE STORY STRUCTURE | 430000
18-S-00444 | 3 | 0009R00194000000 | 1435 BEDFORD AVE, PITTSBURGH, PA 15219 | ENERGY INNOVATION CENTER LP | ALLIANCE FIRE SYSTEMS INC | RELOCATE (8) SPRINKLER HEADS ON 3RD FLOOR SUITE 305 RMU SPACE RELATED TO 18-B-00741 | 2000
18-B-03176 | 6 | 0049N00209000000 | 3454 LIGONIER ST, PITTSBURGH, PA 15201 | ANG REAL ESTATE LLC | WALKER AND KIDS HAULING & DEMOLITION LLC | (AMENDING PERMIT 18-B-01564 TO REPLACE) INTERIOR RENOVATIONS ONLY AT A TWO-STORY SINGLE FAMILY DWELLING | 2250
17-B-00879 | 12 | 0125F00128000000 | 110 TORRENS ST, #101, PITTSBURGH, PA 15206 | JJ HAM LLC | INTEGRITY CONSTRUCTION CO INC | (AMENDING 17-B-00628) INTERIOR RENOVATIONS AND EXTERIOR RENOVATION TO INCLUDE REPOINTING AND REPLACEMENT WINDOWS/DOORS ON 1-STORY STRUCTURE | 0
18-S-00355 | 2 | 0001D00190000000 | 620 LIBERTY AVE, PITTSBURGH, PA 15222 | PITTSBURGH NATIONAL BANK | JOHNSON CONTROLS FIRE PROTECTION LP | NEW BRANCH LINES AND SPRINKLER HEADS FOR CHANGED FLOOR LAYOUTS (RELATED TO 18-B-00071) | 137000
18-B-02927 | 18 | 0003R00286000000 | 1000 ARLINGTON AVE, PITTSBURGH, PA 15210 | 1000 ARLINGTON LLC | BRAYMAN CONSTRUCTION CORP | EXTERIOR RENOVATION TO INCLUDE NEW PORCHES/DECKS AND BASEMENT ACCESS (BILCO DOOR) | 150000
18-B-02436 | 19 | 0001R00035000000 | 225 W STATION SQUARE DR, PITTSBURGH, PA 15219 | FOREST COMMERCIAL GROUP | POERIO INC | INTERIOR RENOVATIONS TENANT FIT-OUT (9981 SF) SUITE 640, 6TH FLOOR ONLY AT A SEVEN-STORY STRUCTURE | 1
18-OCC-00660 | 19 | 0006S00079000000 | 221 MERIDAN ST, PITTSBURGH, PA 15211 | ANWAR ADINA N |  | OCC ONLY | 2500
18-S-00183 | 10 | 0119S00164000000 | 5335 BUTLER ST, PITTSBURGH, PA 15201 | JEFFREY HOLZAPFEL | FIRST CHOICE PLUMBING, HEATING & COOLING INC | RELATED TO 18-B-00516 | 15500
8/27/2018
18-B-03175 | 31 | 0185M00138000000 | 1101 MULDOWNEY AVE, PITTSBURGH, PA 15207 | ADAKAEV ARAZMURAT M | Independent contractor | INTERIOR AND EXTERIOR RENOVATIONS AND REPLACE WINDOWS AND DOORS AT A TWO-STORY SINGLE FAMILY DWELLING | 10000
18-B-01344 | 14 | 0086N00152000000 | 5456 BARTLETT ST, PITTSBURGH, PA 15217 | MATWAY ROY J & ELIZABETH B (W) | Champion Window Company of Pittsburgh, LLC | BUILD A ONE-STORY SUNROOM ADDITION AT SOUTHERLY REAR OF 2.5 STORY, SINGLE-FAMILY DWELLING | 25722
18-E-01646 | 8 | 0084E00246000000 | 5845 CENTRE AVE, PITTSBURGH, PA 15206 | FRIEDMAN LIPMAN ASSOCIATES | ARROW ELECTRIC INC | RELATED TO 18-B-02168 | 117000
18-D-00137 | 27 | 0075K00060000000 | 3300 PREBLE AVE, PITTSBURGH, PA 15233 | ALLEGHENY COUNTY SANITARY AUTHORITY |  | DEMOLISH ONE STORY OFFICE STRUCTURE, GARAGE AND TWO STORY SHOP STRUCTURE | 160520
18-OCC-00605 | 28 | 0039L00175000000 | 2350 NOBLESTOWN RD, PITTSBURGH, PA 15205 | NOBLE ASSOCIATES |  | Occupancy of Suite 150 within existing building as a barber shop. | 0
18-E-02312 | 10 | 0120P00358000000 | 1027 PREMIER ST, PITTSBURGH, PA 15201 | DAVIS SIDNEY P & SHIRLEY A (W) | WALDRON ELECTRIC HVAC LLC | REPLACE 100A PANEL AND BREAKERS IN SINGLE FAMILY DWELLING | 1600
18-M-00849 | 7 | 0084C00055000000 | 6133 SPIRIT ST, PITTSBURGH, PA 15206 | EASTSIDE LIMITED PARTNERSHIP III | QUALITY MECHANICAL SERVICES INC. | INSTALL NEW HVAC SYSTEM AND DUCT RELATED TO 18-B-00933 | 24000
18-B-02441 | 11 | 0083F00132000000 | 500 N NEGLEY AVE, PITTSBURGH, PA 15206 | COSTELLO JOHN P & MARGARET M (W) | COSTELLO MANAGEMENT LLC | EXTERIOR RENOVATIONS TO REBUILD AND REPLACE EXISTING TWO-CAR GARAGE ROOF ACCESSORY TO THREE-STORY, 16 UNIT STRUCTURE | 0
18-B-01004 | 14 | 0125P00054000000 | 6709 THOMAS BLVD, PITTSBURGH, PA 15208 | COSTELLO PROPERTIES LLC | COSTELLO MANAGEMENT LLC | INTERIOR RENOVATIONS AND 14' 8" X 10' 8" THREE STORY DECK WITH STEPS AT REAR OF 2 1/2 STORY FOUR FAMILY DWELLING | 10000
18-B-03122 | 15 | 0054L00120000000 | 617 GREENFIELD AVE, PITTSBURGH, PA 15207 | KOHSER SUSAN M | Burns & Scalo Roofing Co, Inc. | EXTERIOR RENOVATION | 2953
18-B-03186 | 11 | 0083E00203000000 | 5520 COLUMBO ST, PITTSBURGH, PA 15206 | SHAWARIRA JUNE | Generations Contracting and Remodeling, LLC | INTERIOR AND EXTERIOR RENOVATIONS REPLACE ROOF AT A TWO STORY SINGLE FAMILY DWELLING | 32900
18-E-02313 | 8 | 0051E00037000000 | 4773 CYPRESS ST, PITTSBURGH, PA 15224 | KEIL CONSTANCE J |  | ELECTRICAL ALTERATIONS | 950
18-E-02314 | 14 | 0086G00030000000 | 1524 MURRAY AVE, PITTSBURGH, PA 15217 | DELANEY JAMES B & NANCY J (W) |  | ELECTRICAL ALTERATIONS | 1150
18-B-03187 | 14 | 0087A00325000000 | 5529 PHILLIPS AVE, PITTSBURGH, PA 15217 | DEBRA GREENFIELD & DUBIN YECHEKZEL | Generations Contracting and Remodeling, LLC | INTERIOR RENOVATIONS AT TWO-STORY SINGLE FAMILY DWELLING | 10000
18-B-03188 | 4 | 0027L00064000000 | 205 TENNYSON AVE, PITTSBURGH, PA 15213 | NGUYEN MINH T & PRECILLA V (W) | Generations Contracting and Remodeling, LLC | INTERIOR RENOVATIONS AT A 2.5 STORY SINGLE FAMILY DWELLING | 13000
18-E-01383 | 4 | 0028C00169000000 | 3700 FORBES AVE, PITTSBURGH, PA 15213 | SCHWARTZ LINDA B | JOE MAHONEY ELECTRIC LLC | ELECTRICAL WORK ASSOCIATED WITH INTERIOR RENOVATION (RELATED TO 18-B-01761) | 24500
18-B-01243 | 7 | 0084F00169000000 | 6006 CENTRE AVE, PITTSBURGH, PA 15206 | BLOC AT EASTSIDE LP |  | REVISED - EXTERIOR RENOVATIONS TO EXISTING ONE STORY STRUCTURE | 45000
18-B-03190 | 7 | 0084K00294020300 | 325 S HIGHLAND AVE, #203, PITTSBURGH, PA 15206 | TRONGSA PROPERTIES LLC | THERMO TWIN INDUSTRIES | REPLACE WINDOWS AT UNIT #203 AT A COMMERCIAL STRUCTURE | 3615
18-B-03192 | 16 | 0013N00008000000 | 127 WEBER WAY, PITTSBURGH, PA 15210 | WAHLBERG CHRIS | THERMO TWIN INDUSTRIES | REPLACE WINDOW AT A TWO-STORY SINGLE FAMILY DWELLING | 1700
18-B-03191 | 19 | 0096J00393000000 | 2721 NORABELL AVE, PITTSBURGH, PA 15226 | BURKSAZE ERIC F | THERMO TWIN INDUSTRIES | REPLACE WINDOWS AT A ONE-STORY SINGLE FAMILY DWELLING | 5500
18-OCC-00663 | 6 | 0049E00040000000 | 3807 FOSTER ST, PITTSBURGH, PA 15201 | CHODER STEPHEN |  | 6FT HIGH PRIVACY FENCE AT REAR AND ON INTERIOR SIDES OF SINGLE FAMILY DWELLING | 0
18-E-02316 | 18 | 0014A00266000000 | 36 MILLBRIDGE ST, PITTSBURGH, PA 15210 | WILLIAMS TONEEN R |  | 100 AMP SERVICE FOR SINGLE FAMILY DWELLING | 500
18-B-03185 | 18 | 0014E00174000100 | 621 INDUSTRY ST, PITTSBURGH, PA 15210 | DAVISON WILLIAM | Better built home improvements llc. | FRONT PORCH REPAIR | 500
18-E-01641 | 6 | 0048S00268000000 | 3474 BUTLER ST, PITTSBURGH, PA 15201 | DOUGHBOY SQUARE PARTNERSHIP |  | ELECTRICAL ALTERATIONS FOR CORE AND SHELL RELATED TO 17-B-01903/ENERGY INSP LIGHTING COMCHECK 2009 IECC | 50000
18-E-02317 | 17 | 0003M00186000000 | 86 S 14TH ST, PITTSBURGH, PA 15203 | REIS ANDREW L |  | 1 FIXTURE 1 OUTLET | 400
18-B-03195 | 16 | 0030E00306000000 | 3224 HARCUM WAY, PITTSBURGH, PA 15203 | NICKLOW BENJAMIN P & DANITZA Z (W) |  | FRONT PORCH REPAIR(SAME SIZE, SAME LOCATION) | 300
18-E-02320 | 6 | 0025M00252000000 | 3009 PAULOWNA ST, PITTSBURGH, PA 15219 | WE BUILD IT CONSTRUCTION LLC |  | TOTAL REWIRE | 3000
18-M-00813 | 6 | 0048H00040000000 | 60 38TH ST, PITTSBURGH, PA 15201 | BUNCHER COMPANY | DELATTRE CORP | EXTERIOR & INTERIOR EQUIPMENT & DUCTWORK RELATED TO 18-B-00307 | 14200
18-B-03158 | 19 | 0016L00067000000 | 1201 FALLOWFIELD AVE, PITTSBURGH, PA 15216 | KATHRYN LANG-ALLEBACH | THERMO TWIN INDUSTRIES | EXTERIOR RENOVATIONS REPLACE ROOF AND REPLACE WINDOWS AT A TWO-STORY SINGLE FAMILY DWELLING | 10110
18-E-02323 | 20 | 0019S00116000000 | 423 GREENTREE RD, PITTSBURGH, PA 15220 | TODD PATRICIA | MASUCCI ELECTRIC | AMENDING PERMIT 18-E-02294 RECONNECT (3) 200A SERVICE PANELS | 200
18-B-03198 | 12 | 0124N00144000000 | 132 CARVER ST, PITTSBURGH, PA 15206 | MCANDREW MONIKA | Spanbauer Construction LLC | EXTERIOR RENOVATIONS REPLACE WINDOWS AND CONCRETE MANSONRY REPAIRS AT A TWO-STORY SINGLE FAMILY DWELLING | 15000
18-E-02318 | 32 | 0095E00091000000 | 2099 SAW MILL RUN BLVD, PITTSBURGH, PA 15210 | 2099 PROPERTY L L C | BEAN ELECTRIC CO. | RECONNECT 200A SERVICE | 1500
18-M-01167 | 23 | 0024J00318000000 | 833 TRIPOLI ST, PITTSBURGH, PA 15212 | RICHETTI SALVATORE M | JB MECHANICAL INC | INSTALL TWO MINI SPLIT SYSTEMS FOR SINGLE FAMILY DWELLING | 9500
18-E-02319 | 7 | 0084P00211000000 | 707 COLLEGE AVE, PITTSBURGH, PA 15232 | DEAKTOR SCOTT & MARSHA (W) | LEVENREICH ELECTRIC, INC. | REPLACE METER SOCKET FOR APARTMENT (3) | 400
18-E-02321 | 5 | 0010G00264000000 | 2533 WEBSTER AVE, PITTSBURGH, PA 15219 | WASHINGTON ROBERT II |  | ELECTRICAL SERVICE | 1200
18-E-02322 | 25 | 0023E00145000000 | 513 W JEFFERSON ST, PITTSBURGH, PA 15212 | INMON OLIN JR & VIRGINIA (W) |  | ELECTRICAL REWIRE | 1800
18-B-03201 | 20 | 0019D00077000000 | 212 ATTICA ST, PITTSBURGH, PA 15220 | ADAM JULIE |  | INTERIOR NON-STRUCTURAL DEMOLITION AND INTERIOR AND EXTERIOR RENOVATIONS AND REPLACE WINDOWS AT A ONE STORY SINGLE FAMILY DWELLING | 1200
8/28/2018
18-E-02325 | 15 | 0089C00168000000 | 225 DESDEMONA ST, PITTSBURGH, PA 15217 | TSYSAR DMITRIY |  | 100 A SERVICE PANEL | 600
18-B-01969 | 24 | 0024G00021000000 | 1237 WELSER WAY, PITTSBURGH, PA 15212 | HEINLEIN GEORGE | GEORGE HEINLEIN | NEW CONSTRUCTION OF A 25X40 ONE STORY STRUCTURE FOR USE AS STORAGE | 30000
18-E-02119 | 6 | 0049J00302000000 | 219 38TH ST, PITTSBURGH, PA 15201 | NESBY LLC | CANOVA ELECTRICAL CONTRACTING INC | TEMP POWER FOR NEW CONSTRUCTION - 17-B-01049 | 1272
18-E-01906 | 1 | 0002J00104000000 | 301 GRANT ST, PITTSBURGH, PA 15219 | PITTSBURGH CBD LLC | WOOD ELECTRICAL CONSTRUCTION | ELECTRICAL ALTERATIONS ON THE 25TH FLOOR RELATED TO 18-B-01964 | 31800
18-OCC-00569 | 14 | 0087G00160000000 | 5840 FORWARD AVE, PITTSBURGH, PA 15217 | 3 KATZ CREW LP | FAST SIGNS - BANKSVILLE | EXISTING 85 SQ. FT. CANOPY/WALL BUSINESS ID SIGN FOR THE RESTAURANT | 0
18-F-00142 | 11 | 0084D00160000000 | 116 LARIMER AVE, PITTSBURGH, PA 15206 | HOUSING AUTHORITY CITY OF PITTSBURGH |  | INSTALL SPRINKLER MONITORING SYSTEM | 2267
18-F-00140 | 11 | 0084D00160000000 | 106 LARIMER AVE, PITTSBURGH, PA 15206 | HOUSING AUTHORITY CITY OF PITTSBURGH |  | INSTALL SPRINKLER MONITORING SYSTEM | 2267
18-B-02768 | 4 | 0027M00104000000 | 4400 5TH AVE, PITTSBURGH, PA 15213 | MELLON INSTITUTE | RYCON CONSTRUCTION, INC | INTERIOR RENOVATIONS (301 SF) ROOM 208 FOR RESEARCH SPACE IN A 9-STORY STRUCTURE | 52250
18-B-03140 | 4 | 0029C00257000A00 | 106 OAKLAND CT, PITTSBURGH, PA 15213 | H BROTHERS L L C | GEORGE CONSTRUCTION | INTERIOR AND EXTERIOR RENOVATIONS REPLACE ROOF AND WINDOWS AND DOORS AT A TWO-STORY SINGLE FAMILY DWELLING | 25000
18-E-02327 | 11 | 0082M00247000000 | 1222 N HIGHLAND AVE, PITTSBURGH, PA 15206 | CARDILLO LUCY |  | NEW GENERATOR AT REAR OF SINGLE FAMILY | 0
18-B-02620 | 22 | 0023M00012000000 | 320 E NORTH AVE, PITTSBURGH, PA 15212 | ALLEGHENY GENERAL HOSPITAL | MASCARO CONSTRUCTION COMPANY LP | INTERIOR RENOVATIONS TO SOUTH TOWER THIRD FLOOR (9200 SF) AT A 22 STORY HOSPITAL | 1
18-E-02326 | 4 | 0028L00284000000 | 18 MELBA PL, PITTSBURGH, PA 15213 | KLINE GLORIA SUZANNE | J & A SOUTH PARK LLC | 100 AMP SERVICE FOR SINGLE FAMILY DWELLING | 1500
18-S-00391 | 19 | 0001R00035000000 | 4 W STATION SQUARE, PITTSBURGH, PA 15219 | COMMERCE COURT LLC | FIRE FIGHTER SALES & SERVICE CO | EXTEND SPRINKLER SYSTEM TO (2) AREAS IN THE BASEMENT. | 11126
18-S-00274 | 19 | 0004C00177000000 | 125 W STATION SQUARE DR, PITTSBURGH, PA 15219 | FOREST CITY STATION SQUARE ASSOCIATES LP | FIRE FIGHTER SALES & SERVICE CO | FIRE SUPPRESSION ASSOCIATED WITH 18-B-01870 | 9400
18-E-02328 | 11 | 0083J00145000000 | 208 N FAIRMOUNT ST, PITTSBURGH, PA 15206 | ELDI REAL ESTATE LLC | OVERLY'S ELECTRICAL SERVICE | TOTAL REWIRE OF SINGLE FAMILY DWELLING (OUTLETS, FIXTURES, 30A A/C DISCONNECT, 60A SUBPANEL) | 6000
18-E-02329 | 9 | 0049S00242000000 | 215 TAYLOR ST, PITTSBURGH, PA 15224 | MLS PROPERTIES |  | TOTAL REWIRE OF SINGLE FAMILY DWELLING | 8500
18-S-00357 | 7 | 0084C00055000000 | 6133 SPIRIT ST, PITTSBURGH, PA 15206 | EASTSIDE LIMITED PARTNERSHIP III | APPROVED FIRE PROTECTION CO INC | INSTALLATION OF SPRINKLER HEADS RELATED TO 18-B-00933 | 4500
18-M-00553 | 2 | 0025N00218000000 | 2545 PENN AVE, PITTSBURGH, PA 15222 | HW-PENN AVE LLC | INDOVINA ASSOCIATES | HVAC RELATED TO 17-B-05029 | 484650
18-B-03203 | 14 | 0085M00037000000 | 1303 DENNISTON ST, PITTSBURGH, PA 15217 | LSF9 MASTER PARTICIPATION TRUST | AMERITRUST RESIDENTIAL SERVICES LLC | INTERIOR AND EXTERIOR RENOVATIONS REPLACE ROOF AT A TWO-STORY SINGLE FAMILY DWELLING | 70000
18-OCC-00668 | 14 | 0087C00231000000 | 5861 PHILLIPS AVE, PITTSBURGH, PA 15217 | RUBINA IRINA |  |  | 0
18-E-01770 | 1 | 0002M00065000000 | 1401 BLVD OF THE ALLIES, PITTSBURGH, PA 15219 | MERCY HOSPITAL OF PITTSBURGH | LIGHTHOUSE ELECTRIC CO | RELATED TO 18-B-02458 | 0
18-F-00314 | 1 | 0002M00065000000 | 1401 BLVD OF THE ALLIES, PITTSBURGH, PA 15219 | MERCY HOSPITAL OF PITTSBURGH | LIGHTHOUSE ELECTRIC CO | RELATED TO 18-B-02458 | 1000
18-E-02330 | 10 | 0081L00005000000 | 4267 COLERIDGE ST, PITTSBURGH, PA 15201 | LAMBRIA MARSHA V | DOLAN ELECTRIC | INSTALL 100A SERVICE PANEL | 1250
18-E-02331 | 15 | 0055M00033000000 | 618 HAZELWOOD AVE, PITTSBURGH, PA 15207 | MCKELVEY LORNA J |  | INSTALL 150A SERVICE PANEL | 1000
18-M-01173 | 10 | 0121K00203000000 | 1831 CHISLETT ST, PITTSBURGH, PA 15206 | BEALE RAYMOND F & MELISSA A (W) | WADE HEATING & COOLING | NEW A/C UNIT | 4710
18-M-01172 | 15 | 0054S00122000000 | 749 MCCASLIN ST, PITTSBURGH, PA 15217 | ZETLER GRETCHEN | WADE HEATING & COOLING | NEW A/C AND NEW AHU | 15000
18-M-01171 | 28 | 0041F00185000000 | 1318 STRAKA ST, PITTSBURGH, PA 15204 | PISHOTTI MICHAEL A | WADE HEATING & COOLING | REPLACEMENT A/C UNIT AND FURNACE | 6762
18-SGN-00128 | 2 | 0002E00225000000 | 500 GRANT ST, PITTSBURGH, PA 15219 | 500 GRANT ST ASSOCIATES & MELLON BANK NA | PITTSBURGH SIGN AND LIGHTING | REPLACEMENT SIGNS TO REBRAND - AT&T | 0
18-E-02253 | 2 | 0002E00225000000 | 500 GRANT ST, PITTSBURGH, PA 15219 | 500 GRANT ST ASSOCIATES & MELLON BANK NA | BORRASSO ELECTRIC CO | RELATED 18-SGN-00128 | 1500
18-E-02256 | 2 | 0025N00263000000 | 2400 PENN AVE, PITTSBURGH, PA 15222 | TERRI H GREENBERG REMAINDER TRUST | PITTSBURGH SIGN AND LIGHTING | ELECTRIC WORK RELATED TO 18-SGN-00130 | 2000
17-E-00215 | 23 | 0024N00150000000 | 820 E OHIO ST, PITTSBURGH, PA 15212 | OCTOBER REAL ESTATE HOLDINGS LLC | ARROW ELECTRIC | NEW SERVICE, DISTRIBUTION EQUIPMENT, EXTERIOR GENERATOR, POWER & LIGHTING RELATED TO 17-B-00132 | 1078000
18-SGN-00130 | 2 | 0025N00263000000 | 2400 PENN AVE, PITTSBURGH, PA 15222 | TERRI H GREENBERG REMAINDER TRUST | PITTSBURGH SIGN AND LIGHTING | ALTERATION REPLACEMENT SIGNS - AT&T | 0
18-B-03206 | 16 | 0030A00190000000 | 3016 1/2 HARCUM WAY, PITTSBURGH, PA 15203 | PURPLE HORNET ENTERPRISES LLC | 412 Professional Renovations | INTERIOR RENOVATIONS- AT A TWO STORY SINGLE FAMILY DWELLING | 24000
18-B-02065 | 4 | 0028B00304000000 | 200 LOTHROP ST, PITTSBURGH, PA 15213 | PRESBYTERIAN UNIVERSITY HOSPITAL | AIMS GROUP, INC. | (AMENDING 17-B-02542) NEW CONSTRUCTION OF 2500 SF INFILL ADDITION ON THIRD FLOOR OF EXISTING HOSPITAL ON PARCELS 28-B-304 AND 28-B-310, INTERIOR RENOVATIONS TO 60,174 SQ. FT CLINICAL WORK AREAS ON 3RD FLOOR AND 500 SQ FT IN STORAGE ROOM AND NURSES STATION DOOR ON 2ND FLOOR | 17443558
18-B-02081 | 10 | 0080H00008000000 | 5197 KEYSTONE ST, PITTSBURGH, PA 15201 | 52ND STREET VENTURES LLC | GML CONSTRUCTION, LLC | AMENDING PERMIT 17-B-03189 - NEW FOUR STORY SINGLE FAMILY ATTACHED DWELLING WITH INTEGRAL PARKING AND ROOFTOP DECK | 180000
18-B-02082 | 10 | 0080H00006000000 | 444 52ND ST, PITTSBURGH, PA 15201 | 52ND STREET VENTURES LLC | GML CONSTRUCTION, LLC | AMENDING PERMIT 17-B-03191 - NEW FOUR STORY SINGLE FAMILY ATTACHED DWELLING WITH INTEGRAL PARKING AND ROOFTOP DECK | 180000
18-B-03210 | 27 | 0114D00178000000 | 106 SAN PEDRO PL, PITTSBURGH, PA 15212 | BIERCE MICHAEL | HOME DEPOT USA | REROOF SPLIT LEVEL SINGLE FAMILY DWELLING | 10959
18-E-01173 | 1 | 0002M00070000000 | 1400 LOCUST ST, PITTSBURGH, PA 15219 | MERCY HOSPITAL OF PITTSBURGH | M & J ELECTRICAL CONTRACTING INC | ELECTRICAL ALTERATIONS RELATED TO 18-B-01505/ENERGY INSP LIGHTING COMCHECK 2009 IECC | 49090
18-F-00240 | 1 | 0002M00070000000 | 1400 LOCUST ST, PITTSBURGH, PA 15219 | MERCY HOSPITAL OF PITTSBURGH | M & J ELECTRICAL CONTRACTING INC | RELOCATION OF EXISTING FIRE ALARM DEVICES, RELATED TO 18-B-01505 | 850
18-OCC-00669 | 11 | 0084C00148000000 | 6119 PENN AVE, PITTSBURGH, PA 15206 | WHEE JAE SUNG & MIHN K (W) |  | 6' CHAINLINK FENCE AROUND CONSTRUCTION SITE. | 0
18-E-01680 | 20 | 0063C00034000000 | 2893 BANKSVILLE RD, PITTSBURGH, PA 15216 | BRPD F LLC |  | INTERIOR ELECTRICAL RENOVATIONS... RELATED 17-B-05086 | 0
18-E-02333 | 2 | 0001C01662000000 | 320 FORT DUQUESNE BLVD, PITTSBURGH, PA 15222 | GATEWAY TOWERS CONDOMINIUM ASSOCIATION |  | RECONNECT | 500
18-M-00917 | 1 | 0001H00030000000 | 1 PPG PL, PITTSBURGH, PA 15222 | HRLP FOURTH AVENUE LLC | LUGAILA MECHANICAL | REPLACEMENT OF HVAC EQUIPMENT | 980000
18-E-02194 | 20 | 0019H00208000000 | 98 WABASH ST, PITTSBURGH, PA 15220 | STEVENSON KEVIN & STEPHANIE L (W) | CHEMICAL SEPARATION TECHNOLOGY | 200 AMP SERVICE FOR SINGLE FAMILY DWELLING | 300
18-OCC-00623 | 14 | 0053B00100000000 | 4815 FREW ST, PITTSBURGH, PA 15213 | CITY OF PITTSBURGH | MOSITES CONSTRUCTION COMPANY | OCCUPANCY ONLY | 1
18-OCC-00670 | 14 | 0086S00086000000 | 5915 DOUGLAS ST, PITTSBURGH, PA 15217 | CORCOS SAMUEL |  | OCC ONLY | 0
18-B-02424 | 22 | 0008C00236000000 | 100 S COMMONS ST, PITTSBURGH, PA 15212 | FAROS ACA RE LLC | FAROS PROPERTIES | INTERIOR RENOVATIONS (2160 SF) 13TH FLOOR FIT OUT FOR OFFICE SPACE AT A COMMERCIAL STRUCTURE | 111300
18-M-01174 | 14 | 0085L00103000000 | 116 WOODLAND RD, PITTSBURGH, PA 15232 | LYONS MICHAEL P & VIRGINIA R (W) | BOLSTER-DEHART INC | AMENDING PERMIT 18-M-00768 INSTALL NEW A/C UNITS, FURNACES & DUCTWORK | 165000
18-B-03212 | 25 | 0023C00116000000 | 216 CEMETERY ST, PITTSBURGH, PA 15214 | MILLS CHARLES ALLEN CHU CRAIG | HOME DEPOT USA | REPLACEMENT WINDOWS IN 3 STORY SINGLE FAMILY DWELLING | 1268
18-B-03211 | 27 | 0076F00044000000 | 1025 WOODS RUN AVE, PITTSBURGH, PA 15212 | MONROE JOSEPH E & JEANNE M (W) | HOME DEPOT USA | REPLACEMENT WINDOW IN 2 STORY SINGLE FAMILY DWELLING | 679
18-E-02335 | 15 | 0054L00270000000 | 4006 BEECHWOOD BLVD, PITTSBURGH, PA 15217 | GIARRATANO THOMAS J & JESSICA M (W) |  | SERVICE REWIRE | 1000
18-E-02011 | 26 | 0116J00124000000 | 101 DUNLAP ST, PITTSBURGH, PA 15214 | PA COLDSTREAM LLC | KELLAR ELECTRIC | ELECTRICAL ALTERATIONS FOR SINGLE FAMILY DWELLING | 1150
18-E-02051 | 14 | 0085R00103000000 | 5820 WILKINS AVE, PITTSBURGH, PA 15217 | SCHWEITZER MORTON F & SALLY S (W) | KELLAR ELECTRIC | INSTALL FIXTURES & OUTLETS | 1950
8/29/2018
18-E-02339 | 4 | 0027M00104000000 | 4400 5TH AVE, PITTSBURGH, PA 15213 | MELLON INSTITUTE | TRI-RIVERS ELECTRIC | FIXTURES AND OUTLETS RELATED TO 18-B-02768 | 15000
18-E-01863 | 22 | 0008C00236000000 | 100 S COMMONS ST, PITTSBURGH, PA 15212 | FAROS ACA RE LLC |  | POWER AND LIGHTING ON THIRTEENTH FLOOR RELATED TO 18-B-02424 | 120000
18-D-00154 | 9 | 0050J00134000000 | 4616 PENN AVE, PITTSBURGH, PA 15224 | JALF ENTERPRISE SERVICES LLC | MASSARELLI EXCAVATING | RAZE TWO STORY SINGLE FAMILY DWELLING | 11000
18-B-02758 | 3 | 0002F00166000000 | 112 WASHINGTON PL, PITTSBURGH, PA 15219 | ONE CHATHAM LLC | STRADA ARCHITECTURE LLC | (AMENDING TO REPLACE 18-B-00456) INTERIOR RENOVATIONS FLOOR 3 FOR OFFICE TENANT FIT-OUT OF 4,982 S.F. PLUS NEW MECHANICAL ROOM AND COMMON CORRIDORS. EXTERIOR RENOVATIONS TO INCLUDE WINDOW REPLACEMENT THROUGHOUT 3RD FLOOR AND NEW LOUVERS. | 360750
18-D-00172 | 9 | 0080N00066000000 | 106 43RD 1/2 ST, PITTSBURGH, PA 15201 | NEWKIRK JOSEPH W III | SMITH CONSTRUCTION SERVICES INC | RAZE TWO FAMILY DWELLING | 10000
18-E-02065 | 22 | 0008J00030000000 | 100 ART ROONEY AVE, PITTSBURGH, PA 15212 | SPORTS & EXHIBITION AUTH OF PITTSBURGH | PROGRESSIVE POWER SOLUTIONS LLC |  | 250
18-E-02053 | 7 | 0052D00367000000 | 5513 WALNUT ST, PITTSBURGH, PA 15232 | KARABASSIS IRAKLIS | PROGRESSIVE POWER SOLUTIONS LLC | ELECTRIC WORK FOR ONE SIGN RELATED TO 18-SGN-00119 | 250
18-SGN-00119 | 7 | 0052D00367000000 | 5513 WALNUT ST, PITTSBURGH, PA 15232 | KARABASSIS IRAKLIS | SIGN INNOVATION ETAL | WALL SIGN - RENE FURTERER PARIS | 0
18-M-01176 | 25 | 0022H00220000000 | 1603 BRIGHTON PL, PITTSBURGH, PA 15212 | NORTH PROPERTIES RESIDENCES I LLC | GIORDANI GEORGE F | TWO A/C UNITS/FURNACES/DUCTWORK | 12000
18-M-01175 | 25 | 0022H00212000000 | 1600 BRIGHTON PL, PITTSBURGH, PA 15212 | NORTH PROPERTIES RESIDENCES I LLC | GIORDANI GEORGE F | 2 A/C UNITS/FURNACES AND DUCTWORK | 12000
18-M-01177 | 25 | 0022H00224000000 | 1611 BRIGHTON PL, PITTSBURGH, PA 15212 | NORTH PROPERTIES RESIDENCES I LLC | GIORDANI GEORGE F | 2 A/C UNITS/FURNACES AND DUCTWORK | 12000
18-M-01178 | 25 | 0022H00183000000 | 1740 BRIGHTON PL, PITTSBURGH, PA 15212 | NORTH PROPERTIES RESIDENCES I LLC | GIORDANI GEORGE F | 2 A/C UNITS/FURNACES AND DUCTWORK | 14800
18-M-01179 | 25 | 0023K00007000000 | 403 JACKSONIA ST, PITTSBURGH, PA 15212 | NORTH PROPERTIES RESIDENCES I LLC | GIORDANI GEORGE F | 2 A/C UNITS/FURNACES AND DUCTWORK | 23000
18-E-02336 | 19 | 0015F00107000000 | 723 BOGGS AVE, PITTSBURGH, PA 15211 | PRETAT JEAN-PAUL S | BELLA ELECTRICAL SERVICES LLC | INSTALL OUTLETS, FIXTURES, 200A SERVICE PANEL IN SINGLE FAMILY DWELLING | 4000
18-M-01180 | 21 | 0022C00112000000 | 1010 MORRISON ST, PITTSBURGH, PA 15212 | NORTH PROPERTIES RESIDENCES I LLC | GIORDANI GEORGE F | A/C UNIT/FURNACE AND DUCTWORK | 7450
18-SGN-00121 | 2 | 0009N00105000000 | 930 PENN AVE, PITTSBURGH, PA 15222 | 930 PENN ASSOCIATES LP | SIGN INNOVATION ETAL | ONE 14.7 SQ. FT. WALL MOUNTED AND ONE 9SQ. FT. PROJECTING BUSINESS ID SIGNS FOR THE EXISTING RESTAURANT | 7500
18-E-02297 | 2 | 0009N00176000000 | 819 PENN AVE, PITTSBURGH, PA 15222 | PITTSBURGH CULTURAL TRUST | PRODIGY ELECTRICAL GROUP | 200A SERVICE PANEL - RECONNECT ELEVATOR POWER | 3000
18-E-02052 | 2 | 0009N00105000000 | 930 PENN AVE, PITTSBURGH, PA 15222 | 930 PENN ASSOCIATES LP | PROGRESSIVE POWER SOLUTIONS LLC | ELECTRIC WORK FOR TWO SIGNS RELATED TO 18-SGN-00121 | 250
18-E-02337 | 19 | 0005D00053000000 | 318 OLYMPIA ST, PITTSBURGH, PA 15211 | GRAY JONATHAN J | NICHOLAS ELECTRIC CO INC | ELECTRICAL ALTERATIONS FOR SINGLE FAMILY DWELLING | 3000
18-SGN-00122 | 9 | 0049B00228000000 | 4326 BUTLER ST, PITTSBURGH, PA 15201 | BUNCHER PAUL | SIGN INNOVATION ETAL | NEW 20.2 SQ. FT. WALL MOUNTED BUSINESS ID SIGN | 0
18-E-01728 | 17 | 0003K00300000000 | 134 S 7TH ST, PITTSBURGH, PA 15203 | IP NUVO CARSON LLC | MATUSZAK BROTHERS | COMPLETE NEW ELECTRICAL SYSTEM RELATED TO 18-B-02354 | 439701.5
18-E-02338 | 7 | 0084K00204000000 | 5974 ALDER ST, PITTSBURGH, PA 15232 | SOMMA JASON T & JENNIFER T (W) | NICHOLAS ELECTRIC CO INC | ELECTRICAL ALTERATIONS TO SINGLE FAMILY DWELLING | 4000
18-F-00137 | 11 | 0084D00150000000 | 6251 BROAD ST, PITTSBURGH, PA 15206 | HOUSING AUTHORITY CITY OF PITTSBURGH |  | INSTALL NEW FIRE ALARM SYSTEM THROUGHOUT | 13800
18-B-03209 | 23 | 0008H00316000000 | 100 ANDERSON ST, PITTSBURGH, PA 15212 | LINCOLN AT NORTH SHORE LP | K P BUILDERS INC | EXISTING GARAGE REPAIR | 250000
18-E-02341 | 4 | 0028B00138000000 | 3609 FORBES AVE, PITTSBURGH, PA 15213 | 3609 FORBES OAKLAND PARTNERS LP | SARGENT ELECTRIC CO. | 3 ANTENNAS RELATED TO 15-COM-00021 | 12155
18-M-01182 | 10 | 0082B00045000000 | 1408 CHISLETT ST, PITTSBURGH, PA 15206 | REIMER WALLACE F & DEBRA D (W) | TITAN HVAC INC. | 2 AC UNITS/FURNACES/DUCTWORK | 18000
18-M-01181 | 10 | 0081E00108000000 | 5315 CAMELIA ST, PITTSBURGH, PA 15201 | CHOBANIAN DEAN | TITAN HVAC INC. | REPLACEMENT A/C AND FURNACE | 4500
18-E-02340 | 32 | 0096H00139000000 | 1610 BROOKLINE BLVD, PITTSBURGH, PA 15226 | SCHAEFER JOHN C & SUSAN K (W) | TESLA ENERGY OPERATIONS (FORMERLY SOLARCITY) | USE OF 48 SOLAR PANELS | 17422
18-M-00860 | 3 | 0002F00166000000 | 112 WASHINGTON PL, PITTSBURGH, PA 15219 | ONE CHATHAM LLC | HAMPTON MECHANICAL, INC. | INSTALLATION OF NEW HVAC EQUIPMENT ON 8TH AND 9TH FLOORS | 384000
18-S-00388 | 14 | 0053C00121000000 | 5134 MARGARET MORRISON ST, PITTSBURGH, PA 15213 | CARNEGIE MELLON UNIVERSITY | PFE FIRE AND SAFETY CORPORATION | INSTALL RESIDENTIAL HOOD FIRE SUPPRESSION SYSTEM (RELATED TO 18-M-00701) | 500
18-COM-00059 | 26 | 0047B00061000000 | 1200 SHREVE ST, PITTSBURGH, PA 15212 | CROWN COMMUNICATIONS INC | GRAFT ELECTRIC, INC. | REPLACE 4 ANTENNA AND RELOCATE EQUIPMENT AT 98' ELEVATION ON EXISTING CLASS C COMMUNICATIONS TOWER | 15000
18-COM-00065 | 15 | 0089A0011600T100 | 620 MANITOBA ST, PITTSBURGH, PA 15207 | CROWN COMMUNICATIONS INC | GRAFT ELECTRIC, INC. | REPLACE 6 ANTENNA AND EQUIPMENT AT 134' ELEVATION ON EXISTING 450' CLASS C COMMUNICATIONS TOWER. GROUND LEVEL ELECTRICAL WORK. | 15000
18-OCC-00601 | 16 | 0012M00330000000 | 510 S 27TH ST, PITTSBURGH, PA 15203 | 2600 EAST CARSON STREET ASSOCIATES LP |  | TEMPORARY OCCUPANCY ONLY (EXPIRES 11-15-2018) | 0
18-B-03220 | 26 | 0046F00100000000 | 118 W MCINTYRE AVE, PITTSBURGH, PA 15214 | STEELE DINA E & KEITH O (H) |  | DECK AT REAR OF PROPERTY | 1500
18-E-02342 | 28 | 0041L00100000000 | 1661 CRUCIBLE ST, PITTSBURGH, PA 15204 | CRAFTON HOLDINGS LP |  | INSTALL OUTLETS, FIXTURES, 100A SERVICE PANEL IN SINGLE FAMILY DWELLING | 1160
18-E-02345 | 23 | 0024E00123000000 | 847 CONCORD ST, PITTSBURGH, PA 15212 | GESTALT PROPERTIES LLC |  | 2 100A SERVICE PANELS | 1000
18-B-03215 | 10 | 0080D00287000000 | 5216 KEYSTONE ST, PITTSBURGH, PA 15201 | R&M HOMES LLC | RK CONSTRUCTION, LLC | INTERIOR AND EXTERIOR RENOVATION | 75000
18-S-00429 | 13 | 0174J00101000000 | 622 N HOMEWOOD AVE, PITTSBURGH, PA 15208 | BIBLE CENTER CHURCH INC | WALLER CORPORATION | RELATED 17-B-04362 | 10000
18-B-02865 | 4 | 0028F00010000000 | 3459 5TH AVE, PITTSBURGH, PA 15213 | PRESBYTERIAN UNIVERSITY HEALTH SYSTEMINC | RADELET MCCARTHY INC. | INTERIOR RENOVATIONS TO TWO PUBLIC RESTROOMS ON 1STFLOOR OF HOSPITAL(KAUFMANN MED BLDG), AMENDING 18-B-00366 | 120000
18-B-02822 | 1 | 0002J00104000000 | 301 GRANT ST, PITTSBURGH, PA 15219 | PITTSBURGH CBD LLC | A MARTINI & CO INC | INTERIOR RENOVATION OF PORTION OF FOURTH FLOOR | 75000
18-B-03213 | 25 | 0023D00109000000 | 8 EDENVALE ST, PITTSBURGH, PA 15212 | WILES LAYMONIQUE |  | EXTERIOR AND INTERIOR RENOVATION, ROOFING, EXISTING REAR DECK REPAIR | 10000
18-B-02681 | 1 | 0002J00104000000 | 301 GRANT ST, PITTSBURGH, PA 15219 | PITTSBURGH CBD LLC | LGA PARTNERS | INTERIOR RENOVATIONS TO 44TH FLOOR (6543 SF) OF A 45 FLOOR STRUCTURE | 112000
18-E-01910 | 15 | 0054R00296000000 | 745 GREENFIELD AVE, PITTSBURGH, PA 15207 | CITY OF PITTSBURGH | TSB INC | INSTALL DISCONNECTS, FIXTURES & SUB-PANEL | 120000
18-E-02350 | 3 | 0002D00250000000 | 1524 CENTRE AVE, PITTSBURGH, PA 15219 | CRAWFORD ROBERTS LIMITED PARTNERSHIP |  | REPLACE FIXTURES THROUGHOUT | 2200
18-E-02348 | 3 | 0002D00250000000 | 425 CRAWFORD ST, PITTSBURGH, PA 15219 | CRAWFORD ROBERTS LIMITED PARTNERSHIP |  | REPLACE FIXTURES THROUGHOUT (RELATED TO 17-B-02391) | 2200
18-E-02349 | 3 | 0002D00250000000 | 475 CRAWFORD ST, PITTSBURGH, PA 15219 | CRAWFORD ROBERTS LIMITED PARTNERSHIP |  | REPLACE FIXTURES THROUGHOUT BUILDING | 2200
18-OCC-00574 | 10 | 0120G00155000000 | 32 62ND ST, PITTSBURGH, PA 15201 | URBAN REDEVELOPMENT AUTH OF PITTSBURGH | JENDOCO CONSTRUCTION CORPORATION | TEMP OCCUPANCY | 2500000
18-B-03219 | 10 | 0080H00046000A00 | 5141 KENT WAY, PITTSBURGH, PA 15201 | JAVORNICK GEORGINE | Chuck & Sons, LLC | INTERIOR AND EXTERIOR RENOVATION | 30000
18-F-00254 | 2 | 0001D00012000000 | 120 5TH AVE, PITTSBURGH, PA 15222 | PGH NATIONAL BANK TRUSTEE | CLISTA ELECTRIC INC | FIRE ALARM ALTERATIONS 3RD FLOOR CAFE ASSOCIATED WITH 18-B-01836 | 4600
18-M-01185 | 4 | 0028A00145000000 | 244 DUNSEITH ST, PITTSBURGH, PA 15213 | WASSERMAN ELI | RESTANO HEATING & COOLING %RESTANO INC | REPLACE FURNACE AND DUCTWORK IN SINGLE FAMILY DWELLING | 6500
18-M-01184 | 14 | 0086J00052000000 | 5504 DARLINGTON RD, PITTSBURGH, PA 15217 | ROSENBERRY GLENDA J | RESTANO HEATING & COOLING %RESTANO INC | REPLACE (2) FURNACES AND (2) A/C UNITS FOR SINGLE FAMILY DWELLING | 12980
18-B-03222 | 3 | 0010J00169000000 | 1917 WEBSTER AVE, PITTSBURGH, PA 15219 | DAVIS IVELLA | HMNS INC | IN-KIND REPAIR OF REAR STEPS AND LANDING FOR TWO FAMILY DWELLING | 2500
18-M-00979 | 3 | 0002D00250000000 | 1624 CENTRE AVE, PITTSBURGH, PA 15219 | CRAWFORD ROBERTS LIMITED PARTNERSHIP | SENTRY MECHANICAL | REPLACE THREE 2' BY 2' CONDENSING UNITS ON SOUTHWESTERLY SIDE OF EXISTING 3 STORY 9-UNIT DWELLING | 2760
18-M-00978 | 3 | 0002D00250000000 | 1618 CENTRE AVE, PITTSBURGH, PA 15219 | CRAWFORD ROBERTS LIMITED PARTNERSHIP | SENTRY MECHANICAL | REPLACE SIX 2' BY 2' CONDENSING UNITS ON SOUTHWESTERLY SIDE OF EXISTING 3 STORY 12-UNIT DWELLING | 5520
18-M-00977 | 3 | 0002D00410000000 | 413 MILLER ST, PITTSBURGH, PA 15219 | CRAWFORD SQUARE APARTMENTS II LP | SENTRY MECHANICAL | REPLACE TWO 2' BY 2' CONDENSING UNITS ACCESSORY TO 3 STORY 6-UNIT DWELLING | 1840
18-S-00360 | 1 | 0001H00030000000 | 6 PPG PL, PITTSBURGH, PA 15222 | HRLP FOURTH AVENUE LLC | PREFERRED FIRE PROTECTION INC | RELATED TO 18-B-01775-RELOCATE SPRINKLER HEADS | 13300
18-S-00448 | 1 | 0002J00104000000 | 301 GRANT ST, PITTSBURGH, PA 15219 | PITTSBURGH CBD LLC | PREFERRED FIRE PROTECTION INC | RELOCATE (29) SPRINKLER HEADS ON 44TH FLOOR (RELATED TO 18-B-02681) | 7700
18-M-00823 | 16 | 0012F00306000000 | 2100 SIDNEY ST, PITTSBURGH, PA 15203 | TW HOLDINGS 10 LLC | J.A. SAUER HEATING & AIR CONDITIONING | INSTALL THREE FURNACE AND THREE A/C UNITS | 28355
18-B-03179 | 9 | 0049A00200000000 | 168 41ST ST, PITTSBURGH, PA 15201 | FORSYTH TODD C FIORAVANTI JOHN E | HAUSLER ROOFING INC | REROOF 2 1/2 STORY SINGLE FAMILY DWELLING | 13830
18-B-03225 | 4 | 0027D00308000000 | 4638 CENTRE AVE, PITTSBURGH, PA 15213 | MCELHATTAN KENT D & MARTHA J (W) | ARDOLINO CONSTRUCTION | REPLACE ROOF AT A TWO-STORY STRUCTURE | 20000
18-E-02351 | 24 | 0024B00155000000 | 1206 ITIN ST, PITTSBURGH, PA 15212 | STREET CONTRACTING LLC | THOMPSON ELECTRICAL | ELECTRICAL ALTERATIONS FOR SINGLE FAMILY DWELLING RELATED TO 18-B-02111 | 1500
18-B-03228 | 4 | 0029G00229000000 | 3618 FRAZIER ST, PITTSBURGH, PA 15213 | CHEN MIN | 11 CREATIVE REMODELING LLC | REPAIR EXISTING ROOF AT A THREE-STORY SINGLE FAMILY DWELLING | 700
18-B-03050 | 24 | 0048N00060000000 | 1717 LOWRIE ST, PITTSBURGH, PA 15212 | DELCAMPO DANIEL M | 8 POINT CONSTRUCTION AND REMODELING INC | CONSTRUCT 832 SQ FT ADDITION AT THE THIRD FLOOR ON THREE STORY SINGLE FAMILY DWELLING | 100000
18-E-02353 | 14 | 0086N00152000000 | 5456 BARTLETT ST, PITTSBURGH, PA 15217 | MATWAY ROY J & ELIZABETH B (W) |  | FIXTURE AND OUTLETS RELATED TO 18-B-01344 | 680
18-SGN-00125 | 13 | 0174J00142000000 | 701 N HOMEWOOD AVE, PITTSBURGH, PA 15208 | COMMUNITY COLLEGE OF ALLEGHENY COUNTY | VITAL SIGNS C/O SSKJ ENTERPRISES INC | 3 REPLACEMENT SIGNS AND 2 NEW SIGNS - CCAC | 0
8/30/2018
18-S-00387 | 2 | 0001C00167000001 | 603 STANWIX ST, PITTSBURGH, PA 15222 | HERTZ GATEWAY CENTER LP | GRUNAU COMPANY INC | ADD NEW SPRINKLER HEADS AND PIPE FOR NEW 20TH FLOOR WEST WING AND LOBBY RELATED TO 18-B-02288 | 14000
18-S-00384 | 2 | 0001D00012000000 | 120 5TH AVE, PITTSBURGH, PA 15222 | PGH NATIONAL BANK TRUSTEE | GRUNAU COMPANY INC | INSTALL NEW SPRINKLERS AND PIPE ON 4TH, 7TH, 16TH, 17TH, & 27TH FLOORS (RELATED TO 18-M-00119) | 14000
18-E-01215 | 14 | 0175E00160000000 | 7325 PENN AVE, PITTSBURGH, PA 15208 | 7301 PENN AVENUE LLC | VALLEY ELECTRIC CO. | ELECTRICAL ALTERATIONS, NEW SERVICE EQUIPMENT/OUTLETS/ LUMINAIRES/DISCONNECTS/RELATED 17-B-04788-ENERGY INSP REQUIRED FOR LIGHTING COMCHECK 2009 IECC | 400000
18-E-02026 | 14 | 0086M00010000000 | 5884 FORBES AVE, PITTSBURGH, PA 15217 | FOUR SIBS LP | VALLEY ELECTRIC CO. | ELECTRICAL RELATED TO 18-B-01373 | 5000
18-E-01964 | 8 | 0084A00046000000 | 220 S NEGLEY AVE, PITTSBURGH, PA 15206 | FOX AARON REVOCABLE INTERVIVOS TRUST | VALLEY ELECTRIC CO. | NEW FIXTURES AND OUTLETS | 3000
18-B-02670 | 7 | 0051R00150000000 | 5230 CENTRE AVE, PITTSBURGH, PA 15232 | SHADYSIDE HOSPITAL | RADELET MCCARTHY INC. | (AMENDING 17-B-03754) INTERIOR RENOVATIONS TO FIRST FLOOR IN HOSPITAL | 107902
18-B-01857 | 1 | 0002M00050000000 | 1350 LOCUST ST, PITTSBURGH, PA 15219 | MERCY HOSPITAL OF PITTSBURGH | RADELET MCCARTHY INC. | INTERIOR RENOVATIONS TO (750 SF) OF FIRST FLOOR ONLY OF A STRUCTURE | 20000
18-B-02223 | 14 | 0086P00283000002 | 5706 BARTLETT ST, PITTSBURGH, PA 15217 | HILLEL ACADEMY OF PGH | SOTA CONSTRUCTION SERVICES, INC. | TWO STORY ADDITION | 265874
18-M-01187 | 20 | 0042M00159000000 | 3001 MERWYN AVE, PITTSBURGH, PA 15204 | SCHWEIZER MARY | AMERICAN RESIDENTIAL SERVICES LLC | INSTALL NEW A/C UNIT | 5671
18-M-01186 | 10 | 0082J00080000000 | 926 MORNINGSIDE AVE, PITTSBURGH, PA 15206 | JENKINS TRUST LEONARD | AMERICAN RESIDENTIAL SERVICES LLC | A/C UNIT REPLACEMENT | 4568
18-B-03235 | 6 | 0026J00005000000 | 3213 BRERETON ST, PITTSBURGH, PA 15219 | BRANDON AND GINA ENOS | Again restoration llc | EXTERIOR RENOVATIONS REPLACE SIDING AT A TWO-STORY SINGLE FAMILY DWELLING | 500
18-F-00136 | 7 | 0051R00150000000 | 5230 CENTRE AVE, PITTSBURGH, PA 15232 | SHADYSIDE HOSPITAL | FALLON ELECTRIC CO., INC. | FIRE ALARM ALTERATIONS - 18-B-01115 | 3500
18-M-00872 | 19 | 0001R00035000000 | 225 W STATION SQUARE DR, PITTSBURGH, PA 15219 | COMMERCE COURT LLC | ENVIRONMENTAL AIR, INC. | NEW HVAC SYSTEM RELATED TO 18-B-02348 | 8000
18-F-00264 | 12 | 0125F00128000000 | 110 TORRENS ST, PITTSBURGH, PA 15206 | JJ HAM LLC | HILLTOP ELECTRIC | INSTALLATION OF MONITORED FIRE ALARM SYSTEM FOR AUTOMATIC AND MANUAL ACTIVATION RELATED TO 18-B-00879 | 5500
18-B-02731 | 2 | 0001C01662181100 | 320 FORT DUQUESNE BLVD, PITTSBURGH, PA 15222 | LAMAR ROBERT R JR & SANDRA J (W) | TQM CONSTRUCTION CO | INTERIOR RENOVATIONS TO KITCHEN AND BATH AND REMOVE ONE NON-LOAD BEARING WALL AND FRENCH DOORS IN BEDROOM IN CONDO UNIT 18K IN 25 STORY STRUCTURE | 65850
18-M-01189 | 9 | 0049C00085000A00 | 303 1/2 45TH ST, PITTSBURGH, PA 15201 | YE YANBING | SAMSON HEATING & COOLING INC | (AMENDING 17-M-01693) REPLACE FURNACE AND DUCT, INSTALL NEW A/C UNIT IN SINGLE FAMILY DWELLING | 1500
18-M-01188 | 9 | 0049C00085000000 | 303 45TH ST, PITTSBURGH, PA 15201 | YE YANBING | SAMSON HEATING & COOLING INC | (AMENDING 17-M-01694) REPLACE FURNACE AND DUCT, INSTALL NEW A/C UNIT FOR SINGLE FAMILY DWELLING | 1500
18-B-03237 | 14 | 0086F00058000000 | 5607 AYLESBORO AVE, PITTSBURGH, PA 15217 | HARBINDER AND HOLLY KHERA |  | INTERIOR DEMOLITIONS TO SINGLE FAMILY DWELLING | 1000
18-B-03240 | 4 | 0028J00103000000 | 3301 FORBES AVE, PITTSBURGH, PA 15213 | CARLOW COLLEGE | PENNSYLVANIA ROOFING SYSTEMS INC | IN-KIND REPLACEMENT OF ROOF ON FOUR STORY STRUCTURE (AJ PALUMBO HALL) | 775000
18-B-03239 | 20 | 0020E00099000000 | 1400 CRUCIBLE ST, PITTSBURGH, PA 15205 | SCHOOL DISTRICT OF PITTSBURGH | PENNSYLVANIA ROOFING SYSTEMS INC | IN-KIND REPLACEMENT OF MECHANICAL PENTHOUSE ROOF ON TWO STORY STRUCTURE | 110000
18-E-02356 | 7 | 0052D00019000000 | 5303 PEMBROKE PL, PITTSBURGH, PA 15232 | SIEGEL EDWIN R & BARBARA J (W) | STERNER ELECTRIC %ANR ELECTRICAL SVC LLC | 100 A SERVICE | 1800
18-B-03242 | 25 | 0023E00243000000 | 516 ALPINE AVE, PITTSBURGH, PA 15212 | OLDS EVELYN D | SEARS HOME IMPROVEMENT PRODUCTS INC | INTERIOR RENOVATIONS AT A TWO-STORY SINGLE FAMILY DWELLING | 5979
18-B-03244 | 20 | 0020G00185000000 | 7 BOND ST, PITTSBURGH, PA | NAM NGUYEN | KENNY CONTRACTOR | INTERIOR WORK. EXTERIOR WORK TO INLCUDE ROOF, WINDOWS, DOORS, GARAGE DOOR, AND SITE WORK. | 4800
18-B-00567 | 22 | 0008C00236000A00 | 100 S COMMONS ST, PITTSBURGH, PA 15212 | FAROS ACA RE LLC | ETZEL ENGINEER & BUILD INC. | INTERIOR RENOVATIONS. EXTERIOR RENOVATIONS TO INCLUDE FACADE AND ENTRY/DOORS, RAMPS AND PATIO. | 737753
18-S-00434 | 14 | 0087G0006600CU00 | 2609 MURRAY AVE, PITTSBURGH, PA 15217 | AHI DELVELOPMENT INC | ABCO FIRE PROTECTION, INC. | NEW SUPPRESSION SYSTEM RELATED 17-B-01777 / 17-M-01462 | 1900
18-E-02357 | 2 | 0001C00167000001 | 603 STANWIX ST, PITTSBURGH, PA 15222 | HERTZ GATEWAY CENTER LP | LUGAILA MECHANICAL INC. | WORK ON EXISTING BRANCH CIRCUITS INCLUDING IN KIND REPLACEMENT OF CIRCUITS RELATED 18-B-02288 | 9000
18-F-00340 | 2 | 0001C00167000001 | 603 STANWIX ST, PITTSBURGH, PA 15222 | HERTZ GATEWAY CENTER LP | LUGAILA MECHANICAL INC. | renovation | 2800
18-F-00341 | 1 | 0001H00030000000 | 6 PPG PL, PITTSBURGH, PA 15222 | HRLP FOURTH AVENUE LLC | LUGAILA MECHANICAL INC. | DEVICE RELOCATION | 8000
18-S-00319 | 2 | 0001D00012000000 | 120 5TH AVE, PITTSBURGH, PA 15222 | PGH NATIONAL BANK TRUSTEE | ABCO FIRE PROTECTION, INC. | NEW COOKING HOOD SUPPRESSION SYSTEM ASSOCIATED WITH 18-M-01008/18-B-01836 | 2400
18-B-02598 | 5 | 0010N00334000000 | 2012 CENTRE AVE, PITTSBURGH, PA 15219 | GUADENZIA FOUNDATION INC | SYR CONSTRUCTION | INTERIOR RENOVATIONS TO FIRST FLOOR IN THREE-STORY STRUCTURE | 18000
18-OCC-00673 | 17 | 0012E00308000000 | 1709 E CARSON ST, PITTSBURGH, PA 15203 | ALLIED REAL ESTATE CO |  | NEW C/O ONLY - NO CHANGE IN USE. | 0
18-B-03227 | 10 | 0081A00014000000 | 5318 HOLMES ST, PITTSBURGH, PA 15201 | ANCORA PROPERTY SOLUTIONS INC | GML CONSTRUCTION LLC | (AMENDING 17-B-04911, 18-B-01009, AND 18-B-01756) NEW FOUR STORY SINGLE-FAMILY ATTACHED DWELLING WITH INTEGRAL PARKING, REAR DECK, AND ROOFTOP DECK. REVISED FOUNDATION SYSTEM TO USE HELICAL PILES. | 250000
18-B-03226 | 10 | 0081A00015000000 | 5320 HOLMES ST, PITTSBURGH, PA 15201 | ANCORA PROPERTY SOLUTIONS INC | GML CONSTRUCTION LLC | (AMENDING 17-B-04987, 18-B-01008, AND 18-B-01757) NEW FOUR-STORY SINGLE-FAMILY ATTACHED DWELLING WITH INTEGRAL PARKING REAR DECK AND ROOFTOP DECK | 250000
18-E-01481 | 8 | 0084B00200000000 | 125 S BEATTY ST, PITTSBURGH, PA 15206 | ALPHA 4 LP | AEC GROUP, INC. | 200A SUBPANEL AND OUTLETS ASSOCIATED WITH 18-OCC-00437 | 30000
18-B-02139 | 14 | 0053B00050000000 | 121 TECH ST, PITTSBURGH, PA 15213 | CARNEGIE MELLON UNIVERSITY | P.J. DICK INCORPORATED | INTERIOR DEMOLITION | 450000
18-S-00450 | 4 | 0028B00304000000 | 200 LOTHROP ST, PITTSBURGH, PA 15213 | PRESBYTERIAN UNIVERSITY HOSPITAL | ALL SYSTEMS FIRE PROTECTION CO., INC. | RELOCATION OF (2) SPRINKLER HEADS...RELATED 18-B-02066 | 1000
18-E-02361 | 14 | 0126L00215000000 | 424 LLOYD ST, PITTSBURGH, PA 15208 | KLEIN DANIEL & DONNA (W) | PGH HEATING & ELECTRICAL SERVICES, INC. | ELECTRICAL RECONNECT | 900
18-E-02360 | 13 | 0175B00177000000 | 7552 SUSQUEHANNA ST, PITTSBURGH, PA 15208 | BENKOVSKI NESINKA | PGH HEATING & ELECTRICAL SERVICES, INC. | ELECTRICAL RECONNECT | 3500
18-E-02359 | 23 | 0024F00123000000 | 1027 VINIAL ST, PITTSBURGH, PA 15212 | LUCKEY FAMILY HOLDINGS LLC | PGH HEATING & ELECTRICAL SERVICES, INC. | ELECTRICAL REWIRE | 12200
18-B-03248 | 9 | 0049M00188000000 | 4408 WOOLSLAYER WAY, PITTSBURGH, PA 15224 | RYAN SHEDLOCK | William Burgess | INTERIOR RENOVATIONS IN 2 1/2 STORY SINGLE FAMILY DWELLING | 15000
18-B-02378 | 6 | 0049R00241000000 | 3947 LIBERTY AVE, PITTSBURGH, PA 15224 | GOLENSKY MICHAEL | L S RENOVATIONS LLC | NEW THREE STORY SINGLE FAMILY DWELLING WITH MEZZANINE AND INTEGRAL PARKING, ROOFTOP DECK AND FRONT PORCH | 320000
18-D-00153 | 9 | 0050J00135000000 | 4614 PENN AVE, PITTSBURGH, PA 15224 | FAZIO ROBERT M & JOYCE A (W) | MASSARELLI EXCAVATING | RAZE SINGLE FAMILY DWELLING | 10000
18-B-03250 | 14 | 0177A00163000000 | 1028 MACON AVE, PITTSBURGH, PA 15218 | KIM LEE | M GATTO CONSTRUCTION | INTERIOR RENOVATIONS IN BASEMENT AND EXTERIOR RENOVATIONS ON TWO FAMILY DWELLING | 15000
18-B-03251 | 19 | 0004P00005000000 | 68 DILWORTH ST, PITTSBURGH, PA 15211 | IANNETTA TADD | Scott and Mike Remodeling | INTERIOR RENOVATIONS TO 2 STORY SINGLE FAMILY DWELLING | 2700
18-E-02362 | 12 | 0124P00332000000 | 6533 SHETLAND ST, PITTSBURGH, PA 15206 | SIXTH ECONOMIC EMPOWERMENTDEVELOPMENT INC |  | RECONNECT EXISTING SERVICE PANELS, INSTALL OUTLETS ON EXISTING BRANCH CIRCUITS | 1000
18-M-00355 | 4 | 0029F00085000000 | 100 TECHNOLOGY DR, PITTSBURGH, PA 15219 | MB PITTSBURGH BRIDGESIDE DST | RUTHRAUFF SAUER | HVAC LAB MODIFICATIONS ON 5TH FLOOR, RELATED 18-B-00846 | 49000
18-E-02363 | 3 | 0011E00165000000 | 243 LOMBARD ST, PITTSBURGH, PA 15219 | HILL COMMUNITY DEVELOPMENT CORPORATION | WRIGHT ELECTRIC | COMPLETE REWIRE RELATED TO 18-B-01447 | 800
18-M-00754 | 4 | 0029F00085000000 | 100 TECHNOLOGY DR, PITTSBURGH, PA 15219 | MB PITTSBURGH BRIDGESIDE DST | RUTHRAUFF SAUER | HVAC RELATED TO 18-B-01880 | 28000
18-M-01008 | 2 | 0001D00012000000 | 120 5TH AVE, PITTSBURGH, PA 15222 | PGH NATIONAL BANK TRUSTEE | RUTHRAUFF SAUER | INSTALL NEW TYPE I HOOD, RELATED TO 18-B-01836 | 11974
8/31/2018
18-M-00843 | 22 | 0008C00300000000 | 4 ALLEGHENY SQ, PITTSBURGH, PA 15212 | FOUR ALLEGHENY ASSOCIATES LP | SCALISE INDUSTRIES | RELOCATED DIFFUSERS, DUCTWORK, AND NEW VAVS RELATED TO 18-B-02330 | 45000
18-M-01134 | 9 | 0080P00107000000 | 163 45TH ST, PITTSBURGH, PA 15201 | ROSENBLOOM JOSEPH | BARTLING RENOVATIONS | NEW A/C UNIT/REPLACEMENT FURNACE AND DUCTWORK | 8000
18-M-01135 | 8 | 0026H00269000000 | 4713 LORIGAN ST, PITTSBURGH, PA 15224 | BLOOMMER, LLC | BARTLING RENOVATIONS | NEW A/C UNIT/REPLACEMENT FURNACE AND DUCTWORK | 8000
18-PLC-00083 | 2 | 0002A00275000000 | 436 7TH AVE, PITTSBURGH, PA 15219 | KOPPERS LENDER ASSOCIATES LP |  | NEW PLACARD - 44 OCC (29TH FLOOR ROOF DECK) | 0
18-B-03255 | 32 | 0061S00086000000 | 1755 HALLOWELL ST, PITTSBURGH, PA 15210 | CHALUPCZYNSKI CHARLES D | Window Nation,, Inc. | REPLACE WINDOWS AT A ONE STORY SINGLE FAMILY DWELLING | 7409
18-B-03254 | 31 | 0133P00070000000 | 4809 LOUGEAN AVE, PITTSBURGH, PA 15207 | PAPUGA JENNIFER M | Window Nation,, Inc. | REPLACE ROOF AT A TWO-STORY SINGLE FAMILY DWELLING | 11561
18-B-03256 | 8 | 0051B00213000000 | 323 WEST PENN PL, PITTSBURGH, PA 15224 | CRANVILLE HANNAH FRANCES CRANVILLE LAURA ALICE | Window Nation,, Inc. | REPLACE WINDOWS AT A 2.5 STORY SINGLE FAMILY DWELLING | 7255
18-E-02365 | 7 | 0084K00015000B00 | 5939 ALDER ST, PITTSBURGH, PA 15232 | RANII SHELLEY | CW ELECTRICAL SERVICES | 100 AMP SERVICE / REPLACEMENT OF FIXTURES / REPLACE AND ADD OUTLETS | 5000
18-E-02370 | 7 | 0084M00340000000 | 6466 DANIELLE, PITTSBURGH, PA | INFINITY CUSTOME HOMES | BORRASSO ELECTRIC CO |  | 6800
18-S-00312 | 17 | 0004D00064000000 | 160 E STATION SQUARE DR, PITTSBURGH, PA 15219 | FOREST CITY STATION SQUARE ASSOCIATES LP | COSTA CONTRACTING INC | INSTALL 8" FIRE MAIN | 11000
18-PLC-00047 | 2 | 0008S00109000000 | 130 7TH ST, PITTSBURGH, PA 15222 | CENTURY BUILDING HOUSING LIMITED PARTNERSHIP |  | REPLACEMENT PLACARD - BASEMENT 100 PEOPLE - STUFFD | 0
18-S-00311 | 17 | 0004D00064000000 | 170 E STATION SQUARE DR, PITTSBURGH, PA 15219 | FOREST CITY STATION SQUARE ASSOCIATES LP | COSTA CONTRACTING INC | INSTALL 8" FIRE MAIN | 11000
18-E-02371 | 7 | 0084M00340000000 | 6462 DANIELLE ST, PITTSBURGH, PA 15206 | BAKERY SQUARE 2 LIVING HOLDINGSPARCEL C LP | BORRASSO ELECTRIC CO | NEW CONSTRUCTION TOTAL REWIRE | 7000
18-B-02332 | 1 | 0001H00030000000 | 6 PPG PL, PITTSBURGH, PA 15222 | HRLP FOURTH AVENUE LLC | TURNER CONSTRUCTION COMPANY | INTERIOR RENOVATIONS TO THIRD FLOOR IN 40 STORY STRUCTURE | 850000
18-E-02372 | 7 | 0084M00340000000 | 6456 DANIELLE ST, PITTSBURGH, PA 15206 | BAKERY SQUARE 2 LIVING HOLDINGSPARCEL C LP | BORRASSO ELECTRIC CO | NEW CONSTRUCTION TOTAL REWIRE | 7000
18-M-01194 | 20 | 0018G00220000000 | 639 HESTOR DR, PITTSBURGH, PA 15220 | LASH JAMES B JR & MARSHA A (W) | MITCHELL PLUMBING & HEATING, INC. | A/C UNIT & FURNACE REPLACEMENT | 6075
18-M-01195 | 19 | 0006L00220000000 | 351 SWEETBRIAR ST, PITTSBURGH, PA 15211 | JUPITER FINANCIAL SERVICES LLC | FURNACE EXPRESS | RELOCATE/REPLACE DUCTWORK IN SINGLE FAMILY DWELLING | 2200
18-E-02373 | 7 | 0084M00340000000 | 6472 DANIELLE ST, PITTSBURGH, PA 15206 | BAKERY SQUARE 2 LIVING HOLDINGSPARCEL C LP | BORRASSO ELECTRIC CO | NEW CONSTRUCTION TOTAL WIRE | 7000
17-B-01727 | 7 | 0052G00133000000 | 5127 5TH AVE, PITTSBURGH, PA 15232 | HAMBURG DAVID R | FRANJO CONSTRUCTION CORP | BUILD NEW 4-STORY ATTACHED SINGLE FAMILY DWELLING WITH 2-CAR INTEGRAL GARAGE, 2ND STORY BALCONY AND 4TH STORY DECK | 0
17-B-01728 | 7 | 0052G00133000000 | 5129 5TH AVE, PITTSBURGH, PA 15232 | HAMBURG DAVID R | FRANJO CONSTRUCTION CORP | BUILD NEW 4-STORY ATTACHED SINGLE FAMILY DWELLING WITH 1-CAR INTEGRAL GARAGE, 2ND STORY BALCONY AND 4TH STORY DECK | 0
17-B-01729 | 7 | 0052G00133000000 | 5131 5TH AVE, PITTSBURGH, PA 15232 | HAMBURG DAVID R | FRANJO CONSTRUCTION CORP | BUILD NEW 4-STORY ATTACHED SINGLE FAMILY DWELLING WITH 1-CAR INTEGRAL GARAGE, 2ND STORY BALCONY AND 4TH STORY DECK | 0
18-B-02651 | 6 | 0049N00332000000 | 335 37TH ST, PITTSBURGH, PA 15201 | FOUNDS JAMES DAMIAN | INCLINE HOMES LLC | AMENDING PERMIT 18-B-01515 -REPAIR FRONT PORCH, REMOVING THE EXISTING ONE STORY REAR ADDITION, INTERIOR AND EXTERIOR RENOVATIONS,REMOVAL OF EXISTING FRONT BASEMENT AND REPLACE EXISTING WINDOWS AND DOORS AND 15 FT X 18'-1'' AND 18'-1''X 18' (AT THE 3RD FLOOR) 3 STORY REAR ADDITION AND ROOFTOP DECK ABOVE SINGLE FAMILY DWELLING | 85000
17-B-01730 | 7 | 0052G00133000000 | 5133 5TH AVE, PITTSBURGH, PA 15232 | HAMBURG DAVID R | FRANJO CONSTRUCTION CORP | BUILD NEW 4-STORY ATTACHED SINGLE FAMILY DWELLING WITH 2-CAR INTEGRAL GARAGE, 2ND STORY BALCONY AND 4TH STORY DECK | 0
18-E-01903 | 1 | 0001H00086000000 | 225 BLVD OF THE ALLIES, PITTSBURGH, PA 15222 | FRL DEVELOPMENT I LP | ARROW ELECTRIC | 1RST FLOOR ELECTRICAL RENOVATIONS...RELATED 17-B-02530 | 86900
17-B-01731 | 7 | 0052G00133000000 | 5135 5TH AVE, PITTSBURGH, PA 15232 | HAMBURG DAVID R | FRANJO CONSTRUCTION CORP | BUILD NEW 4-STORY ATTACHED SINGLE FAMILY DWELLING WITH 2-CAR TANDEM INTEGRAL GARAGE, 2ND STORY BALCONY AND 4TH STORY DECK | 0
18-M-01196 | 9 | 0049L00318000000 | 4106 PENN AVE, PITTSBURGH, PA 15224 | MURCKO JULIETTE | FURNACE EXPRESS | EXTEND DUCT INTO SINGLE STORY ADDITION (RELATED TO 17-B-01028) | 2000
17-B-01732 | 7 | 0052G00133000000 | 5137 5TH AVE, PITTSBURGH, PA 15232 | HAMBURG DAVID R | FRANJO CONSTRUCTION CORP | BUILD NEW 3-STORY WITH MEZZANINE ATTACHED SINGLE FAMILY DWELLING WITH 2-CAR INTEGRAL GARAGE, 2ND STORY BALCONY AND ROOFTOP DECK | 0
18-M-01197 | 23 | 0024J00070000000 | 604 SUISMON ST, PITTSBURGH, PA 15212 | EVERSMANN DEREK J | FURNACE EXPRESS | (AMENDING 18-M-00803) DUCTWORK IN SINGLE FAMILY DWELLING | 2000
18-E-02376 | 23 | 0024J00215000000 | 904 MADISON AVE, PITTSBURGH, PA 15212 | MARTIER ERIN FRANCES |  | FIXTURES AND OUTLETS | 200
18-E-02377 | 15 | 0055A00144000000 | 10 AUGUSTINE ST, PITTSBURGH, PA 15207 | MCENDOO THOMAS R & RHONDA L (W) |  | SERVICE UPGRADE | 1000
18-E-02369 | 14 | 0086N00076000000 | 5510 BARTLETT ST, PITTSBURGH, PA 15217 | BIENSTOCK DANIEL & SARAH E (W) |  | INSTALL OUTLETS IN LAUNDRY ROOM | 200
18-M-01198 | 21 | 0007B00283000000 | 1409 W NORTH AVE, PITTSBURGH, PA 15233 | LAGUNITA INVESTMENTS LP | HAMPTON MECHANICAL, INC. | INSTALL A/C UNIT, FURNACE, DUCT THROUGHOUT SINGLE FAMILY DWELLING | 8550
18-B-03258 | 29 | 0060R00088000000 | 204 COPPERFIELD AVE, PITTSBURGH, PA 15210 | MCCLELLAND GARY D |  | EXTERIOR RENOVATIONS REPLACE EXISTING FRONT PORCH (SAME LOCATION SAME SIZE) AND REPLACE EXISTING CONCRETE SLAB AND REPAIR EXISTING RETAINING WALL AT THE FRONT OF A ONE STORY SINGLE FAMILY DWELLING | 1000
18-OCC-00675 | 9 | 0049B00346000000 | 229 44TH ST, PITTSBURGH, PA 15201 | HUGHLEY NICHELLE R |  | OCCUPANCY ONLY | 0
18-E-02375 | 9 | 0049B00236000000 | 4300 BUTLER ST, PITTSBURGH, PA 15201 | SGB DEVELOP LP | PORADA ELECTRIC | WORK ON EXISTING BRANCH CIRCUITS INCLUDING IN KIND REPLACEMENT OF CIRCUITS, THE ADDITION OF ONE NEW CIRCUIT FOR POWER OR LIGHTING, AND LOW VOLTAGE WORK FOR CONTROLS, COMPUTER NETWORKS, AND COMMUNICATION EQUIPMENT | 17700
18-S-00453 | 2 | 0009P00050000000 | 1001 LIBERTY AVE, PITTSBURGH, PA 15222 | IX LIBERTY CENTER OWNER LP | PREFERRED FIRE PROTECTION INC | RELOCATE SPRINKLER HEADS | 24680
18-S-00454 | 22 | 0008C00236000000 | 100 S COMMONS ST, PITTSBURGH, PA 15212 | FARROS ACA RE LLC | PREFERRED FIRE PROTECTION INC | RELOCATE SPRINKLER HEADS | 4000
18-S-00455 | 22 | 0008C00236000000 | 100 S COMMONS ST, PITTSBURGH, PA 15212 | FAROS ACA RE LLC | PREFERRED FIRE PROTECTION INC | RELOCATE SPRINKLER HEADS | 4794
18-E-02379 | 14 | 0175K00001000000 | 210 EAST END AVE, PITTSBURGH, PA 15221 | PENG XIMEI | CW ELECTRICAL SERVICES | REPLACEMENT OUTLETS ON 1ST, 2ND, AND 3RD FLOORS | 700
17-M-00651 | 14 | 0086R00197000000 | 2103 MURRAY AVE, PITTSBURGH, PA 15217 | BELLISARIO JOSEPH | DEALER SUPPLY OUTLET | NEW TYPE I HOOD SYSTEM ASSOCIATED WITH 16-B-04653/17-S-00285 | 17000
18-B-03264 | 12 | 0125A00206000000 | 226 MAYFLOWER ST, PITTSBURGH, PA 15206 | HUDSON ROBERT B | FULTON BUILDING REMODELING | EXTERIOR RENOVATIONS TO INCLUDE REPLACEMENT ROOF, SIDING, WINDOWS, PORCH HAND RAILS AND SITE WORK. | 18000
18-E-02380 | 14 | 0128K00038000000 | 2437 MOUNT ROYAL RD, PITTSBURGH, PA 15217 | KOTOVSKY CHERYL L & IRWIN (H) |  |  | 1500
18-E-02381 | 21 | 0022G00142000000 | 1000 CALIFORNIA AVE, PITTSBURGH, PA 15212 | CALIFORNIA PROPERTY INC |  | WORK ON EXISTING BRANCH CIRCUIT INCLUDING IN KIND REPLACEMENT OF CIRCUITS RELATED 18-B-02085 | 1200
18-E-02382 | 27 | 0076K00073000000 | 1035 GRAND AVE, PITTSBURGH, PA 15212 | HOLT CHRISTOPHER & AVA PARKER (W) | ALLEGHENY CITY ELECTRIC | INSTALL 100A SERVICE PANEL IN SINGLE FAMILY DWELLING | 900
18-E-02383 | 14 | 0127N00168000000 | 2256 BEECHWOOD BLVD, PITTSBURGH, PA 15217 | WARD FAMILY REVOCABLE LIVING TRUST |  | INSTALL OUTLETS, FIXTURES, 400A SERVICE PANELS IN SINGLE FAMILY DWELLING | 4000
18-B-02297 | 19 | 0006C00130000000 | 1600 W CARSON ST, PITTSBURGH, PA 15219 | BUNCHER COMPANY | THE BUNCHER COMPANY | INTERIOR RENOVATIONS TO 2ND FLOOR OFFICE SPACE IN 2 STORY STRUCTURE (HATCH) | 90373
18-F-00214 | 2 | 0008S00038000000 | 607 PENN AVE, PITTSBURGH, PA 15222 | LWE ROOSEVELT LP | SMITH ELECTRIC SERVICE INC | SILENT KNIGHT REPLACEMENT ON BASEMENT, 1ST FLOOR, AND 2ND FLOOR | 5575
18-M-01192 | 25 | 0022H00200000000 | 1706 BRIGHTON PL, PITTSBURGH, PA 15212 | NORTH PROPERTIES RESIDENCES I LLC | JORDAN HEATING AND COOLING, LLC | (2) REPLACEMENT FURNACES, (2) REPLACEMENT A/C UNITS, DUCT THROUGHOUT TWO FAMILY DWELLING | 9600
18-B-00931 | 12 | 0125K00200000000 | 6831 5TH AVE, PITTSBURGH, PA 15206 | PORT AUTHORITY OF ALLEGHENY COUNTY | DON PARKER SALES INC | INTERIOR RENOVATIONS TO INCLUDE CONCRETE WORK AND REPLACEMENT HYDRAULIC LIFTS IN ONE-STORY STRUCTURE | 280000
18-M-00943 | 8 | 0084B00114000000 | 5948 BAUM BLVD, PITTSBURGH, PA 15206 | VERBOFSKY ALAN B | DELATTRE CORP | INSTALL EXHAUST FAN & DUCTWORK | 3060
18-B-03267 | 15 | 0055H00242000000 | 579 BIGELOW ST, PITTSBURGH, PA 15207 | CAROLYN WARWICK CHARLES (H) |  | INTERIOR RENOVATIONS TO KITCHEN IN 2 STORY SINGLE FAMILY DWELLING | 3000
18-E-02384 | 9 | 0080K00131000000 | 143 HOME ST, PITTSBURGH, PA 15201 | SCHOOLHOUSE LANE PARTNERS LLC | ENERGY PRO HEATING COOLING & ELECTRICAL | ELECTRICAL REWIRE | 7000
18-E-02385 | 14 | 0087K00151000000 | 5847 BURCHFIELD AVE, PITTSBURGH, PA 15217 | DAVIS ROBERT FOSTER &LISA MARIE PORTER (W) | ENERGY PRO HEATING COOLING & ELECTRICAL | ELECTRICAL SERVICE | 2100
18-B-03270 | 26 | 0046C00341000000 | 2544 MAPLE AVE, PITTSBURGH, PA 15214 | PUGH TIFFANI |  | INTERIOR AND EXTERIOR RENOVATIONS REPLACE WINDOWS AND DOORS AT A TWO-STORY SINGLE FAMILY DWELLING | 10000
18-B-03133 | 9 | 0049C00085000000 | 303 45TH ST, PITTSBURGH, PA 15201 | YE YANBING | L& M PROPERTY MANAGEMENT LLC | INTERIOR RENOVATIONS AT A TWO-STORY SINGLE FAMILY DWELLING | 15000
18-B-03199 | 14 | 0086B00311000000 | 5604 SOLWAY ST, PITTSBURGH, PA 15217 | CARRIAGE HOUSE CHILDRENS CENTER INC | PREFERRED CONTRACTING SERVICES | REROOF AND REPOINT CHIMNEY ON EXISTING 3 STORY STRUCTURE | 80000